## Job
Job Work Record from 10/20/2003 to 10/24/2003 | [19 empty] | Job Work Record from 10/20/2003 to 10/24/2003 | [16 empty] | Job Work Record from 10/20/2003 to 10/24/2003 | [15 empty] | Job Work Record from 10/20/2003 to 10/24/2003 | [13 empty] | Job Work Record from 10/20/2003 to 10/24/2003
Job # | Doc # | Borough | House # | Street Name | Block | Lot | Bin # | Job Type | Job Status | Job Status Descrp | Latest Action Date | Building Type | Community - Board | Cluster | Landmarked | Adult Estab | Loft Board | City Owned | Little e | PC Filed | Plumbing | Mechanical | Boiler | Fuel Burning | Fuel Storage | Standpipe | Sprinkler | Fire Alarm | Equipment | Fire Suppression | Curb Cut | Other | Other Description | Applicant's First/Last Name | Applicant Professional Title | Applicant License # | Professional Cert | Pre- Filing Date | Paid | Fully Paid | Assigned | Approved | Fully Permitted | Initial Cost | Total Est. Fee | Fee Status | Tot Gross FL Area | Horizontal Enlrgmt | Vertical Enlrgmt | Enlargement SQ Footage | Frontage | No. of Stories | Height | Dwelling Units | Site Fill | Existing Occupancy | Proposed Occupancy | Zoning Dist1 | Zoning Dist2 | Zoning Dist3 | Special Dist Name | Owner Type | Non-Profit | Owner's First & Last Name | Owner's Business Name | Owner's House Street | City, State, Zip | Owner's Phone # | Job Description
103595691 | 01 | MANHATTAN | 582 | WEST 183 STREET | 02154 | 00140 | 1063690 | A1 | F | ASSIGNED TO P/E | 2003-10-21 | OTHER | 112 | [6 empty] | Y | X | X | [9 empty] | X | GEN.CONSTRUCTN. | Reza Khanbilvardi | PE | 0063845 |  | 2003-10-20 | 2003-10-20 | 2003-10-20 | 2003-10-21 | 0 | 0 | 100000 | 1118.5 | STANDARD | 0 |  |  | 0 | 0 | 4 | 34 | 6 |  | RES | RES | C1-4 | R7-2 |  |  | INDIVIDUAL |  | Salvador DeLaRosa | N/A | 582 W 183 St | New York NY 10465 | 7185188011 | Application filed for proposed alteration at Cel, Bsmt, 1, 2, & 3 fl, of existing pre-1916 heretofore converted class B M.D. (01/15/41) containing 1 apt. and 8 rooms and for the proposed conversion into a 6-fam. class A M.D. & retail store & to obtain a new C.O.
103595174 | 01 | MANHATTAN | 92 | GREENE STREET | 00499 | 00001 | 1007600 | A1 | F | ASSIGNED TO P/E | 2003-10-21 | OTHER | 102 |  | Y |  |  |  |  | Y | [11 empty] | X | BSA OBJ/NO WORK | Joseph P Lombardi | RA | 0010287 |  | 2003-10-20 | 2003-10-20 | 2003-10-20 | 2003-10-21 | 0 | 0 | 1000 | 100 | STANDARD | 0 |  |  | 0 | 0 | 7 | 99 | 15 |  | K | RES | M1-5A |  |  |  | INDIVIDUAL |  | Vincent Perrazo | Owner | 8 ArrowHead Drive | U.S.R. NJ 07458 | 2122260560 | No work application filed for BSA denial & approva; egress, and zoning review. Proposed change of use on cellar thru the 7th floor, stores & JLWQA; bulk reconstruction from original 3 and 5 story to 6 & 7 story structure. All other required work types will be filed under separate Alt II applications.
103594861 | 02 | MANHATTAN | 117-119 | EAST 80 STREET | 01509 | 00009 | 1047505 | A1 | D | A/P ENTIRE | 2003-10-20 | 1-2-3 FAMILY | 108 | [6 empty] | Y | X | X | [11 empty] | GAETANO D'ANTONIO | PE | 0070920 |  | 2003-10-20 | 2003-10-20 | 2003-10-20 | 0 | 0 | 0 | 0 | 0 | STANDARD | 0 |  |  | 0 | 0 | 0 | 0 | 0 | [14 empty] | INSTALL SANITARY FACILITIES AND MECHANICAL VENTILATION IN CONJUNCTION WITH BUILDING RENOVATION. INSTALL GAS FOR 2 BOILERS TO BE FILED UNDER SEPARATE APPLICATION.
103594861 | 03 | MANHATTAN | 117-119 | EAST 80 STREET | 01509 | 00009 | 1047505 | A1 | D | A/P ENTIRE | 2003-10-20 | 1-2-3 FAMILY | 108 | [6 empty] | Y | [11 empty] | X | STRUCTURAL | NATHANIEL OPPENHEIMER | PE | 0069888 |  | 2003-10-20 | 2003-10-20 | 2003-10-20 | 0 | 0 | 0 | 0 | 0 | STANDARD | 0 |  |  | 0 | 0 | 0 | 0 | 0 | [14 empty] | PERFORM STRUCTURAL WORK IN CONJUNCTION WITH RENOVATION AND ENLARGEMENT OF BUILDING. EXCAVATE CELLAR, CREATE OPENINGS IN EXTERIOR WALLS, CREATE OPENINGS FOR STAIRS AND CREATE OPENINGS FOR STAIR BULKHEADS AND SKYLIGHT.
103595575 | 01 | MANHATTAN | 19 | WEST 127 STREET | 01725 | 00027 | 1053628 | A1 | P | APPROVED | 2003-10-21 | OTHER | 110 | [6 empty] | Y | X | [10 empty] | X | GC | Robert Nasimov | PE | 0075403 | Y | 2003-10-21 | 2003-10-21 | 2003-10-21 | 2003-10-21 | 2003-10-21 | 0 | 60000 | 706.5 | STANDARD | 0 |  |  | 0 | 0 | 4 | 42 | 4 |  | RES | J-2 | R7-2 |  |  |  | INDIVIDUAL |  | Abigail McGrath | Abigail McGrath | 19 West 127th Street | New York NY 10027 | 2124658365 | Application being filed to obtain new Certificate of Occupancy and permit for partition work, plumbing work, and cellar work, refurbish entire existing building.
103597038 | 01 | MANHATTAN | 790 | 8 AVENUE | 01020 | 00001 | 1024771 | A1 | F | ASSIGNED TO P/E | 2003-10-22 | OTHER | 105 | [6 empty] | Y | X | [10 empty] | X | GEN CONSTRUC | GARO GUMUSYAN | RA | 015369 |  | 2003-10-21 | 2003-10-21 | 2003-10-21 | 2003-10-22 | 0 | 0 | 200000 | 2401.75 | STANDARD | 160664 |  | Y | 992 | 0 | 14 | 132 | 0 |  | COM | COM | C6-4 |  |  |  | CORPORATE |  | RIYAZ AKHTAR | DOVER HOTEL ASSOC. LLC | 595 11TH. AVENUE | NEW YORK NY 10036 | 2124749825 | AT 14TH FLOOR (BUILDING 15TH.), INSTALLATION OF LOUNGE (U.G. 10); AT ROOF, INSTA LLATION OF A LOUNGE (U.G.10) ENCLOSED WITH A TEMPORARY GREENHOUSE STRUCTURE; ADA COVERED WALKWAY AND BATHROOMS; RELATED CONSTRUCTION AND PLUMBING WORK; AMEND COF O #93026.
103597573 | 01 | MANHATTAN | 689 | 5 AVENUE | 01290 | 00001 | 1035741 | A1 | P | APPROVED | 2003-10-22 | OTHER | 105 |  | Y |  |  |  |  | Y | [11 empty] | X | GC | Julia Monk | RA | 0016221 | Y | 2003-10-22 | 2003-10-22 | 2003-10-22 | 2003-10-22 | 2003-10-22 | 0 | 1000 | 100 | STANDARD | 0 |  |  | 0 | 0 | 14 | 168 | 0 |  | E | E | C5-3 |  |  | MID | CORPORATE |  | Steve Sonitis | Vornado Office Management | 888 Seventh Avenue | New York NY 10019 | 2128947000 | Change of occupancy on 6th floor from Showrooms and Offices to Beauty Salon and Treatment (Occupancy Group E, Use Group 6). No work performed under this application. Work approved under BIS #103595361.
103596510 | 01 | MANHATTAN | 34 | WEST 34 STREET | 00835 | 00061 | 1015863 | A1 | P | APPROVED | 2003-10-22 | OTHER | 105 | [6 empty] | Y | [11 empty] | X | NO WORK | Thomas O'Hara | RA | 0025215 | Y | 2003-10-22 | 2003-10-22 | 2003-10-22 | 2003-10-22 | 2003-10-22 | 0 | 1000 | 100 | STANDARD | 0 |  |  | 0 | 0 | 1 | 23 | 0 |  | C | C | C5-3 |  |  | MID | INDIVIDUAL |  | Benjamin Hamuy |  | 10150 Vestal Court | Pompano Beach FL 33071 |  | Change in size of zoning lot. Work inconjunction with NB: 102802674. No work under this application
103596654 | 01 | MANHATTAN | 119 | AVENUE D | 00378 | 00035 | 1004536 | A1 | Q | PERMIT-PARTIAL | 2003-10-23 | OTHER | 103 | [6 empty] | Y | X | [10 empty] | X | GC | JAE KO | RA | 0011493 | Y | 2003-10-22 | 2003-10-22 | 2003-10-22 | 2003-10-22 | 2003-10-22 | 0 | 550000 | 5753.5 | STANDARD | 0 |  |  | 0 | 0 | 5 | 64 | 20 |  | J-2 | J-2 | C1-5 | R7-2 |  |  | INDIVIDUAL |  | SAM OBEID | HASA REALATY CORP | 119 AVENUE D | NY NY 10009 | 7183315080 | CONVERT EXISTING LOFT BUILDING TO APARTMENT BUILDING FROM SECO;ND FLOOR THRU FIFTH FLOORS.
103580974 | 02 | MANHATTAN | 144 | READE STREET | 00141 | 00007 | 1001512 | A1 | D | A/P ENTIRE | 2003-10-23 | OTHER | 101 | [18 empty] | X | STRUCTURAL | PHILLIP MURRAY | PE | 0064095 |  | 2003-10-22 | 2003-10-23 | 2003-10-23 | 0 | 0 | 0 | 0 | 0 | STANDARD | 0 |  |  | 0 | 0 | 0 | 0 | 0 | [14 empty] | INSTALL NEW STRUCTURAL FRAMING AS SHOWN ON DRAWINGS FILED HEREWITH.
103580974 | 03 | MANHATTAN | 144 | READE STREET | 00141 | 00007 | 1001512 | A1 | D | A/P ENTIRE | 2003-10-23 | OTHER | 101 | [7 empty] | X | X | [11 empty] | JOHN GUTH | PE | 0066073 |  | 2003-10-22 | 2003-10-23 | 2003-10-23 | 0 | 0 | 0 | 0 | 0 | STANDARD | 0 |  |  | 0 | 0 | 0 | 0 | 0 | [14 empty] | INSTALL NEW MECHANICAL DUCTWORK ALONG WI TH A/C UNITS. INSTALL NEW PLUMB NG FIXTURES AND RELATED PIPING AS SHOWN ON DRAWINGS FILED HEREWITH.
103597939 | 01 | MANHATTAN | 222 | EAST 95 STREET | 01540 | 00036 | 1049233 | A1 | P | APPROVED | 2003-10-23 | OTHER | 108 | [6 empty] | Y | X | X | [9 empty] | X | GEN.CONSTRUCTN. | GREGORY G GEORGES | PE | 0066877 | Y | 2003-10-22 | 2003-10-23 | 2003-10-23 | 2003-10-23 | 2003-10-23 | 0 | 24000 | 335.7 | STANDARD | 0 |  |  | 0 | 0 | 5 | 37 | 17 |  | J-2 | J-2 | R8B |  |  |  | INDIVIDUAL | Y | Jim Russo | All-Tech Investigations | 4 East 64 Street | New York NY 10021 | 2128260063 | Filing to combine 4 apartments into 1 apartment. create recreational rooms in cellar to be used in conjunction with apartment above.
103550694 | 03 | MANHATTAN | 335 | WEST 11 STREET | 00634 | 00042 | 1011907 | A1 | D | A/P ENTIRE | 2003-10-23 | OTHER | 102 |  | Y |  |  |  |  | Y | [11 empty] | X | structural | Robert Silman | PE | 0041866 |  | 2003-10-23 | 2003-10-23 | 2003-10-23 | 0 | 0 | 0 | 0 | 0 | STANDARD | 0 |  |  | 0 | 0 | 0 | 0 | 0 | [14 empty] | New opening @ cellar. New slab, footing, and block wall. New steel dunage on roof and slab at rear as per plans. Reinforce existing wood joists.
103566650 | 02 | MANHATTAN | 349 | 6 AVENUE | 00592 | 00024 | 1010223 | A1 | D | A/P ENTIRE | 2003-10-23 | OTHER | 102 |  | Y |  |  |  |  | Y | [11 empty] | X | structural | Robert Murray | PE | 0069933 |  | 2003-10-23 | 2003-10-23 | 2003-10-23 | 0 | 0 | 0 | 0 | 0 | STANDARD | 0 |  |  | 0 | 0 | 0 | 0 | 0 | [14 empty] | Application filed for steel work and stair ramp infill.
103597476 | 01 | MANHATTAN | 792 | 10 AVENUE | 01063 | 00001 | 1026754 | A1 | D | A/P ENTIRE | 2003-10-24 | OTHER | 104 | [7 empty] | X | [10 empty] | X | GEN.CONSTRUCTN. | ALAN SILBERTSANG | RA | 0012536 |  | 2003-10-22 | 2003-10-24 | 2003-10-24 | 0 | 0 | 0 | 3000 | 100 | STANDARD | 14880 |  |  | 0 | 0 | 1 | 15 | 0 |  | COM | COM | C6-2 |  |  | SCD | PARTNERSHIP |  | GARY SPINDLER | 53-10 ASSPOCIATES LLC | 455 WEST 53RD STREET | NEW YORK NY 10019 | 2129299404 | APPLICATION FILED TO UPDATE BSA FOR A TE N YEAR TERM FOR EXISTING PARK GARAGE. MINOR INTERIOR RENOVATIONS AND H ANDICAP TOILET.
103596805 | 01 | MANHATTAN | 17 | EAST 32 STREET | 00862 | 00013 | 1017011 | A1 | D | A/P ENTIRE | 2003-10-24 | OTHER | 105 | [6 empty] | Y | [11 empty] | X | GC | Sokwon Im | PE | 0071532 |  | 2003-10-23 | 2003-10-24 | 2003-10-24 | 0 | 0 | 0 | 1000 | 100 | STANDARD | 0 |  |  | 0 | 0 | 12 | 125 | 0 |  | COM | F-4 | C5-2 |  |  |  | CORPORATE |  | JOHN FALENCKI | REAIN HOLDING CO, LLC | 250 WEST 49 ST | NEW YORK NY 10019 | 2125868800 | TO OBTAIN AMENDED C/O FOR RESTAURANT (U.G.#6, O.G. F-4)
103600051 | 01 | MANHATTAN | 12 | EAST 73 STREET | 01387 | 00065 | 1041483 | A1 | P | APPROVED | 2003-10-24 | 1-2-3 FAMILY | 108 |  | Y |  |  |  |  | Y | X | [10 empty] | X | GC | Andrew Fredman | RA | 0014938 | Y | 2003-10-24 | 2003-10-24 | 2003-10-24 | 2003-10-24 | 2003-10-24 | 0 | 10000 | 125.75 | STANDARD | 0 |  |  | 0 | 0 | 5 | 64 | 1 |  | G | J-3 | R8B | LH-1A |  |  | PARTNERSHIP |  | Dan Kingsford | 73rd Townhouse LLC | 200 Madison Avenue | New York NY 10016 | 2126856500 | Propose to convert an existing community facility ( School ) in to single family dwelling.
103600079 | 01 | MANHATTAN | 128 | WEST 70 STREET | 01141 | 00043 | 1029651 | A1 | Q | PERMIT-PARTIAL | 2003-10-24 | OTHER | 107 |  | Y |  |  |  |  | Y | X | X | [9 empty] | X | GC | Andrew Caracciolo | RA | 0020246 | Y | 2003-10-24 | 2003-10-24 | 2003-10-24 | 2003-10-24 | 2003-10-24 | 0 | 50000 | 690.3 | STANDARD | 0 |  | Y | 340 | 0 | 4 | 48 | 10 |  | RES | RES | R8B |  |  |  | CORPORATE |  | Russel B Harkavy | 128 W 70 Street Housing Corp. | 16 Court Street | Bklyn NY 11241 | 7186244372 | Renovate exisitng apartment fourth floor rear and add new staricase to the roof, penthouse, inclusing new plumbing fixtures and partiton walls. Obtain Certificate of Occupancy.
200812120 | 01 | BRONX | 1665 | GRAND CONCOURSE | 02838 | 00023 | 2008023 | A1 | P | APPROVED | 2003-10-24 | OTHER | 204 | [18 empty] | X | CONSTRUCTION | JOSE VARGAS | PE | 0056795 | Y | 2003-10-20 | 2003-10-20 | 2003-10-21 | 2003-10-21 | 2003-10-24 | 0 | 20000 | 294.5 | STANDARD | 49440 |  |  | 0 | 0 | 6 | 66 | 35 |  | RES | RES | R8 |  |  |  | CORPORATE |  | ANDY LAUB | UNIVERSAL MANAGEMENT AGENCY | 825 EAST 233RD STREET | BRONX NY 10466 | 7186646603 | DISCONTINUE ILLEGAL USE OF DELI & GROCER Y IN FIRST FLOOR NORTH SIDE OF BUILDING AND CHANGE USE TO DOCTOR'S OFF- ICE, AND LEGALIZE DOCTOR'S OFFICE ON SOUTH SIDE OF BUILDING AT FIRST FLOOR. U SE GROUP 4 AS PER DRAWINGS.
200812754 | 01 | BRONX | 2915 | BARKLEY AVENUE | 05419 | 00032 | 2076403 | A1 | J | P/E DISAPPROVED | 2003-10-23 | 1-2-3 FAMILY | 210 | [7 empty] | X | [10 empty] | X | CONSTRUCTION | KENNETH A KOONS | RA | 0020462 |  | 2003-10-20 | 2003-10-22 | 2003-10-22 | 2003-10-23 | 0 | 0 | 10000 | 125.75 | STANDARD | 1924 |  |  | 0 | 0 | 3 | 28 | 2 |  | RES | RES | R4 |  |  |  | INDIVIDUAL |  | ALICIA LEO | N/A | 2915 BARKLEY AVENUE | BRONX NY 10465 | 7185971575 | CONVERT ONE FAMILY DWELLING TO TWO FAMIL Y, ELIMINATE GARAGE, NEW PLUMBING @ BASEMENT. C.O.17303 TO BE SUPERSEDED.
200812451 | 01 | BRONX | 2076 | HONEYWELL AVENUE | 03122 | 00040 | 2101237 | A1 | F | ASSIGNED TO P/E | 2003-10-23 | 1-2-3 FAMILY | 206 | [18 empty] | X | OBTAIN C.O. | KENNETH A KOONS | RA | 0020462 |  | 2003-10-22 | 2003-10-22 | 2003-10-22 | 2003-10-23 | 0 | 0 | 1000 | 100 | STANDARD | 1985 |  |  | 0 | 0 | 3 | 28 | 2 |  | RES | RES | R7-1 |  |  |  | INDIVIDUAL |  | ROBERT LANDUCCI | N/A | 2076 HONEYWELL AVENUE | BRONX NY 10460 | 7183654949 | OBTAIN CERTIFICATE OF OCCUPANCY FOR 2 FAMILY DWELLING BUILT PRIOR TO 1938.
200812246 | 01 | BRONX | 1325 | NEEDHAM AVENUE | 04711 | 00047 | 2059941 | A1 | J | P/E DISAPPROVED | 2003-10-24 | 1-2-3 FAMILY | 212 | [7 empty] | X | [10 empty] | X | GEN.CONSTRUCTIO | DAVID SILBERMAN | PE | 0059599 |  | 2003-10-21 | 2003-10-22 | 2003-10-23 | 2003-10-24 | 0 | 0 | 10000 | 140.4 | STANDARD | 2016 | Y |  | 126 | 0 | 3 | 27 | 2 |  | J-3 | J-3 | R5 |  |  |  | INDIVIDUAL |  | LORNA DELL | N/A | 1325 BOLLER AVENUE | BRONX NY 10469 | 7182200004 | LEGALIZATION OF CONVERSION TO EXISTING O NE FAMILY DWELLINGL. TO TWO FAMILY DWELLING, AND EXTENSION IN REAR A T FIRST FLOOR. NO CHANGE IN USE, EGRESS OR OCCUPANCY UNDER THIS APPLICA- TION.
200812950 | 01 | BRONX | 2566 | WOODHULL AVENUE | 04482 | 00036 | 2053161 | A1 | F | ASSIGNED TO P/E | 2003-10-24 | 1-2-3 FAMILY | 211 | [6 empty] | Y | X | X | [9 empty] | X | GENERAL CONSTR. | HENRY E AIKEN | RA | 0023309 |  | 2003-10-23 | 2003-10-23 | 2003-10-23 | 2003-10-24 | 0 | 0 | 65000 | 475.87 | STANDARD | 0 | Y |  | 575 | 0 | 3 | 25 | 2 |  | RES | RES | R3-2 |  |  |  | INDIVIDUAL |  | MOSTAQUE CHOWDHURY | N/A | 2566 WOODHULL AVENUE | BRONX NY 10469 | 2127888551 | ENLARGE AND CONVERT THE EXISTING ONE FAMILY DWELLING INTO A TWO FAMILY DWELLING WITH A 2-STORY EXTENSION AT THE REAR.
200812399 | 01 | BRONX | 1250 | EAST GUNHILL ROAD | 04619 | 00017 | 2056810 | A1 | D | A/P ENTIRE | 2003-10-24 | OTHER | 211 | [7 empty] | X | [10 empty] | X | C.O. | NNABUIHE M MADUAKOLAM | PE | 0064042 |  | 2003-10-21 | 2003-10-21 | 2003-10-24 | 0 | 0 | 0 | 5000 | 140 | EXEMPT | 1874 |  |  | 0 | 0 | 2 | 25 | 0 |  | F-1B | F-1B | C1-2 |  |  |  | INDIVIDUAL |  | ODVIN FORDE | EMMAUS BIBLE CHAPEL | 1250 E.GUNHILL RD | BRONX NY 10469 | 7183643220 | TO ABTAIN A NEW CERTIFICATE OF OCCUPANCY FOR CHURCH.NO WORK ON THIS APP CATION.ALL WORK HAS BEEN DONE UNDER APPL ICATION#200237289 PA APPROVAL UNDER AP ICATION#200781056
200813094 | 01 | BRONX | 968 | EAST 156 STREET | 02708 | 00011 | 2005551 | A1 | D | A/P ENTIRE | 2003-10-24 | 1-2-3 FAMILY | 202 |  | Y |  |  |  |  | Y | X | [10 empty] | X | CONSTRUCTION | Reuben Gross | RA | 0019542 |  | 2003-10-24 | 2003-10-24 | 2003-10-24 | 0 | 0 | 0 | 50000 | 331.75 | STANDARD | 0 |  |  | 0 | 0 | 3 | 33 | 3 |  | J-3 | J-2 | R7-1 |  |  |  | CORPORATE |  | Cris Ryan | 968 East 156 Street LLC | 38-08 Bell Blvd | Bayside NJ 11361 | 7182293100 | Convert first floor church to Class A Apartment. Partition work. Repair of exterior facades. At 2nd & 3rd floors, minor partion repair; complete renovation of kitchens and bathrooms including replacement of plumbing fixtures and branch piping.
200813138 | 01 | BRONX | 3461 | THIRD AVENUE | 02372 | 00047 | 2001325 | A1 | P | APPROVED | 2003-10-24 | OTHER | 203 | [6 empty] | Y | X | [10 empty] | X | CONSTRUCTION | PAUL J GALLO | RA | 0169661 | Y | 2003-10-24 | 2003-10-24 | 2003-10-24 | 2003-10-24 | 2003-10-24 | 0 | 47500 | 582.9 | STANDARD | 0 |  |  | 0 | 0 | 1 | 15 | 0 |  | COM | COM | M1-1 |  |  |  | INDIVIDUAL |  | ZANELI UOMO | THIRD AVE CAR WASH | 26 WINDOW LANE | GREAT NECK NY 11023 | 5166987087 | PROPOSED AUTOMOBILE LAUNDRY (U.G. 16A) IN EXISTING BUILDING , SUPERSEDE CERTIFICATE OF OCCUPANCY #31388, AND REVISE METES AND BOUNDS OF EXISTING LOT.
200813174 | 01 | BRONX | 1862 | WEBSTER AVENUE | 02900 | 00051 | 2094556 | A1 | D | A/P ENTIRE | 2003-10-24 | OTHER | 206 | [6 empty] | Y | X | [10 empty] | X | G.C. | David Silberman | PE | 0059599 |  | 2003-10-24 | 2003-10-24 | 2003-10-24 | 0 | 0 | 0 | 60000 | 1175.23 | STANDARD | 0 | Y |  | 1836 | 0 | 1 | 17 | 0 |  | E | F-4 | M1-1 |  |  |  | CORPORATE |  | Oscar Porcelli | Gaseteria Oil Corp. | 364 Maspeth Avenue | Brooklyn NY 11211 | 7187824200 | Filed herewith to proposed extension of existing brick buiding, as previous bldg. size (As per NB 77/65). and change of use from Accessory Sales and Storage U.G. 16 to convenience store U.G. 6 Accessory to gas station. As per plans. New certificate of occupancy to be obtained.
200813236 | 01 | BRONX | 2901 | WHITE PLAINS ROAD | 04542 | 00001 | 2054713 | A1 | D | A/P ENTIRE | 2003-10-24 | OTHER | 211 | [6 empty] | Y | [11 empty] | X | NO WORK | George Schwarz | RA | 0012075 |  | 2003-10-24 | 2003-10-24 | 2003-10-24 | 0 | 0 | 0 | 1000 | 100 | STANDARD | 0 |  |  | 0 | 0 | 2 | 22 | 0 |  | COM | COM | C2-5 | R6 |  |  | PARTNERSHIP |  | Leonard Thylan | Deleber LLC c/o Thylan Assoc Inc | 805 Third Avenue - FL 10 | New York NY 10022 | 2128882000 | ALT I Application filed for change of use only. No work to be done under this application. All work filed under ALT II #200771218. Obtain new C of O upon completion.
200813245 | 01 | BRONX | 4262 | THIRD AVENUE | 03061 | 00001 | 2011830 | A1 | D | A/P ENTIRE | 2003-10-24 | OTHER | 206 | [7 empty] | X | [10 empty] | X | GENERAL CONSTRU | NNABUIHE M MADUAKOLAM | PE | 0064062 |  | 2003-10-24 | 2003-10-24 | 2003-10-24 | 0 | 0 | 0 | 20000 | 294.5 | EXEMPT | 6436 |  |  | 0 | 0 | 1 | 25 | 0 |  | B-2 | F-1B | C8-3 |  |  |  | INDIVIDUAL |  | ABARKWAH EBENEZER | NA | 4262 THIRD AVE | BRONX NY 10463 | 7180000000 | TO OBTAIN A NEW CO(CHANGING FROM POULTRY TO A CHURCH)NEW PARTITION WALLS IN THE BATHROOMS,AND KITCHEN AND A NEW S ANCTURY AS SHOWN ON THE PLANS PLUMBING ORK HAS BEEN DONE ON APPLICATION #200797 389,#200766769,PA #200759456
301653128 | 01 | BROOKLYN | 1711 | PITKIN AVENUE | 03489 | 00228 | 3326574 | A1 | P | APPROVED | 2003-10-20 | OTHER | 316 | [6 empty] | Y | X | [10 empty] | X | GC. | Emanuel Kambanis | RA | 0028318 | Y | 2003-10-20 | 2003-10-20 | 2003-10-20 | 2003-10-20 | 2003-10-20 | 0 | 10000 | 353.61 | STANDARD | 0 | Y |  | 635 | 0 | 1 | 15 | 0 |  | COM | COM | C4-3 |  |  |  | INDIVIDUAL |  | SALVATORE INZERILLO | N/A | 85-08 17TH AVE. | BROOKLYN NY 11214 | 7182567048 | CONBINE PORTION OF ADJACENT LOT TO USE AS STORAGE FOR EXISTING STORE, INSTALLATION OF FIRE PROOF SELF CLOSING DOOR ON FIRST FL. AND NINE SPRINKLER HEADS IN CELLAR.
301639494 | 01 | BROOKLYN | 167 | BAY 26 STREET | 06444 | 00030 | 3168885 | A1 | P | APPROVED | 2003-10-23 | 1-2-3 FAMILY | 311 | [6 empty] | Y | X | X | [9 empty] | X | GC | YEVGENIY RYBAK | RA | 0029077 | Y | 2003-10-20 | 2003-10-20 | 2003-10-20 | 2003-10-23 | 2003-10-23 | 0 | 60000 | 498.27 | STANDARD | 0 | Y |  | 989 | 0 | 3 | 26 | 2 |  | RES | RES | C2-2 | R5 |  |  | INDIVIDUAL |  | ROBERTAS URBONAS |  | 167 BAY 26 STREET | BROOKLYN NY 11214 | 9173063599 | PROPOSED ALTERATION AND EXTENSION TO THE EXISTING ONE FAMILY DWELLING INCLUDING DEMOLITION AND INSTALLATION OF BEARING AND NON-BEARING PARTITIONS, APPLIANCES, FIXTURES, FINISHES, CABINETRY AND CASEWORK AND CONVERSION INTO TWO FAMILY
301639751 | 01 | BROOKLYN | 817 | 50 STREET | 05637 | 00070 | 3137561 | A1 | P | APPROVED | 2003-10-22 | 1-2-3 FAMILY | 312 | [6 empty] | Y | X | X | [9 empty] | X | GC | CHIH H HSU | PE | 0064159 | Y | 2003-10-21 | 2003-10-21 | 2003-10-21 | 2003-10-22 | 2003-10-22 | 0 | 28000 | 218.45 | STANDARD | 0 |  |  | 0 | 0 | 2 | 27 | 2 |  | RES | RES | R6 |  |  |  | INDIVIDUAL |  | CHANG RUI KONG | NA | 817 50 STREET | BROOKLYN NY 11220 | 7182825757 | CONVERT TWO FAMILY DWELLINGS TO THREE FAMILY DWELLINGS. APPLY NEW C OF O. INSTALL PLUMBING FIXTURES, VENTILATIONS AND ERECT PARTITIONS.
301658150 | 01 | BROOKLYN | 1055 | LIBERTY AVENUE | 04171 | 00036 | 3093587 | A1 | P | APPROVED | 2003-10-22 | OTHER | 305 | [6 empty] | Y |  | X | [6 empty] | X |  |  | X | G.C. | Paul Mok | PE | 0038550 | Y | 2003-10-20 | 2003-10-21 | 2003-10-21 | 2003-10-22 | 2003-10-22 | 0 | 28000 | 506.9 | STANDARD | 0 |  |  | 0 | 0 | 1 | 14 | 0 |  | COM | COM | C2-2 | R5 |  |  | CORPORATE |  | Harmeet Malhotra | Elite Real Properties LLC | 1055 Liberty Avenue | Brooklyn NY 11208 | 5162442123 | To renovate existing commercial space with new drop ceiling, new storefront & new HVAC system and convert to store.
301653217 | 01 | BROOKLYN | 14 | OPAL COURT | 08856 | 01494 | 3248818 | A1 | F | ASSIGNED TO P/E | 2003-10-23 | 1-2-3 FAMILY | 315 | [7 empty] | X | [10 empty] | X | ENL | 718 9215010 COSTELLO RA AIA | PE | 0022952 |  | 2003-10-20 | 2003-10-20 | 2003-10-21 | 2003-10-23 | 0 | 0 | 20000 | 277.84 | STANDARD | 2544 |  | Y | 865 | 0 | 2 | 28 | 2 |  | RES | RES | R4 |  |  |  | INDIVIDUAL |  | MATTHEW MCDONOUGH | N/A | 14 OPAL COURT | BROOKLYN NY 11229 | 7188916389 | REMOVE ROOF AND PROVIDE NEW SECOND STORY . RELOCATE BEDROOMS TO SECOND F OOR AND PROVIDE NEW BATHROOM AND BALCONY WITH INTERIOR STAIRS. INTERIOR RENOVAT ON THROUGHTOUT. CONVERT BASEMENT TO ONE FAMILY. NEW DECK.
301639555 | 01 | BROOKLYN | 342 | SARATOGA AVENUE | 01452 | 00048 | 3039056 | A1 | P | APPROVED | 2003-10-23 | 1-2-3 FAMILY | 316 | [6 empty] | Y | X | X | X | [8 empty] | X | GC | Charles Mallea | RA | 0020506 | Y | 2003-10-21 | 2003-10-21 | 2003-10-21 | 2003-10-23 | 2003-10-23 | 0 | 165000 | 924 | DEFERRED | 0 |  |  | 0 | 0 | 2 | 36 | 2 |  | RES | J-3 | R6 |  |  |  | CORPORATE | Y | Tara Benigno | MHANY2003 HDFC | 88 Third Avenue, 3rd Floor | Brooklyn NY 11217 | 7182468080 | Rehabilitation of existing multiple dwelling to two family residence. Work to include joist replacement, interior partitions, plumbing in bathrooms and kitchens. HW heater, and Boiler in cellar. No change to existing use, egress or bulk with this application.
301639564 | 01 | BROOKLYN | 1371 | EAST NEW YORK AVENUE | 01474 | 00049 | 3039540 | A1 | P | APPROVED | 2003-10-22 | 1-2-3 FAMILY | 316 | [6 empty] | Y | X | X | X | [8 empty] | X | GC | Charles Mallea | RA | 0020506 | Y | 2003-10-21 | 2003-10-21 | 2003-10-21 | 2003-10-22 | 2003-10-22 | 0 | 165000 | 924 | DEFERRED | 0 |  |  | 0 | 0 | 3 | 35 | 3 |  | RES | J-0 | R6 |  |  |  | CORPORATE | Y | Tara Benigno | MHANY2003 HDFC | 88 Third Avenue, 3rd Floor | Brooklyn NY 11217 | 7182468080 | Rehabilitation of existing multiple dwelling to three family residence. Work to include joist replacement, interior partitions, plumbing in bathrooms and kitchens. Washing machine, HW heater, and Boiler in cellar. No change to existing use, egress or bulk with this application.
301129605 | 02 | BROOKLYN | 1320 | EAST 24 STREET | 07659 | 00055 | 3210079 | A1 | D | A/P ENTIRE | 2003-10-21 | 1-2-3 FAMILY | 314 | [6 empty] | Y | [8 empty] | X |  |  |  |  | Ronald B Cagan | PE | 0054060 |  | 2003-10-21 | 2003-10-21 | 2003-10-21 | 0 | 0 | 0 | 0 | 130 | STANDARD | 0 |  |  | 0 | 0 | 0 | 0 | 0 | [14 empty] | EQ for fence filed in conjunction with alt.
301639715 | 01 | BROOKLYN | 236 | EAST 9 STREET | 05360 | 00021 | 3125586 | A1 | P | APPROVED | 2003-10-23 | 1-2-3 FAMILY | 312 | [6 empty] | Y | X | [10 empty] | X | GC | ROY L THOMAS | PE | 0065150 | Y | 2003-10-21 | 2003-10-21 | 2003-10-21 | 2003-10-22 | 2003-10-23 | 0 | 25000 | 289.99 | STANDARD | 0 |  | Y | 748 | 0 | 3 | 31 | 2 |  | RES | RES | R5 |  |  |  | INDIVIDUAL |  | ALAM MOHAMMED | N/A | 236 EAST 9TH STREET | BROOKLYN NY 11236 | 7188711997 | APPLICATION FILED TO CONVERT FROM A ONE TO ATWO FAMILY DWELLING.CONVERT ATTIC TO A FULL FLOOR
301639831 | 01 | BROOKLYN | 1677 | WEST 8 STREET | 06624 | 00047 | 3175480 | A1 | F | ASSIGNED TO P/E | 2003-10-23 | 1-2-3 FAMILY | 311 | [6 empty] | Y | X | [10 empty] | X | GC | KON-HO LEE | PE | 0050559 |  | 2003-10-22 | 2003-10-22 | 2003-10-21 | 2003-10-23 | 0 | 0 | 18000 | 166.95 | STANDARD | 0 |  |  | 0 | 0 | 2 | 25 | 2 |  | J-3 | J-0 | R6 |  |  |  | INDIVIDUAL |  | ZHI AN WEN |  | 1677 WEST 8 STREET | BROOKLYN NY 11223 | 7182650023 | TO LEGALIZE EXISTING BASEMENT, CREATE NEW DWELLING UNIT, NON STRUCTURAL PARTITIONS AND PLUMBING.
301639957 | 01 | BROOKLYN | 8402 | FOSTER AVENUE | 07963 | 00043 | 3222769 | A1 | F | ASSIGNED TO P/E | 2003-10-23 | OTHER | 318 | [6 empty] | Y | X | [10 empty] | X | GC | NYRON HALL | PE | 0071543 |  | 2003-10-22 | 2003-10-22 | 2003-10-22 | 2003-10-23 | 0 | 0 | 8000 | 170.9 | STANDARD | 0 |  |  | 0 | 0 | 1 | 16 | 0 |  | D-2 | COM | M1-1 |  |  |  | INDIVIDUAL |  | Joseph Diamauro | N/A | 8402 Foster Avenue | Brooklyn NY 11236 | 7183730598 | Converting existing warehouse into auto body shop. Work includes replacement of plumbing fixtures and gerneral construction. A new certificate of occupancy will be obtained.
301640035 | 01 | BROOKLYN | 287 | BRIGHTON BEACH AVENUE | 08672 | 00027 | 3244701 | A1 | P | APPROVED | 2003-10-23 | OTHER | 313 | [6 empty] | Y | X | [10 empty] | X | GC | WINSTON SMITH | PE | 0063953 | Y | 2003-10-22 | 2003-10-22 | 2003-10-22 | 2003-10-23 | 2003-10-23 | 0 | 40000 | 694.52 | STANDARD | 0 | Y |  | 760 | 0 | 2 | 25 | 0 |  | COM | COM | C1-2 | R6 |  |  | INDIVIDUAL |  | OMAR AKDAG | N/A | 287 BRIGHTON BEACH AVENUE | BROOKLYN NY 11235 | 6466377727 | PROPOSE TO CONVERT 2ND FLOOR FROM RESIDENTIAL TO COMMERCIAL AND TO EXTEND 1ST FLOOR HORIZONTALLY AS PER PLANS. NEW C OF O REQUESTED.
301639537 | 01 | BROOKLYN | 597 | 11 STREET | 01095 | 00072 | 3026249 | A1 | F | ASSIGNED TO P/E | 2003-10-24 | 1-2-3 FAMILY | 306 |  | Y | [5 empty] | X | [10 empty] | X | GC | SCOTT SCHNALL | PE | 0075316 |  | 2003-10-21 | 2003-10-22 | 2003-10-23 | 2003-10-24 | 0 | 0 | 30000 | 228.75 | STANDARD | 2322 |  |  | 0 | 0 | 3 | 30 | 2 |  | RES | RES | R6B |  |  |  | INDIVIDUAL |  | NICHOLAS IARUSSI | N/A | 597 11TH STREET | BROOKLYN NY 11215 | 9175966092 | RECONFIGURE EXISTING TWO FAMILY RESIDENCE.
301658338 | 01 | BROOKLYN | 479 | HUMBOLDT STREET | 02725 | 00022 | 3067940 | A1 | F | ASSIGNED TO P/E | 2003-10-23 | 1-2-3 FAMILY | 301 | [6 empty] | Y | X | [10 empty] | X | GC | PHILIP TOSCANO | RA | 0020848 |  | 2003-10-22 | 2003-10-23 | 2003-10-23 | 2003-10-23 | 0 | 0 | 60000 | 383.25 | STANDARD | 0 |  |  | 0 | 0 | 3 | 33 | 3 |  | RES | J-0 | C2-3 | R6 |  |  | INDIVIDUAL |  | CHARLES PAPACONSTANTINOU |  | 561 LORIMER STREET | BROOKLYN NY 11211 | 7184866300 | CONVERT EXISTING STORE AND TWO FAMILY DWELLING TO A THREE FAMILY DWELLING ALSO INSTALLATION OF A NEW STEEL STAIR CASE AND OTHER MISC. RENOVATIONS.
301658668 | 01 | BROOKLYN | 1150 | DEKALB AVENUE | 03241 | 00011 | 3073746 | A1 | P | APPROVED | 2003-10-24 | OTHER | 304 | [6 empty] | Y | X | [10 empty] | X | GC | FRED MADDOX | RA | 0020503 | Y | 2003-10-22 | 2003-10-23 | 2003-10-23 | 2003-10-24 | 2003-10-24 | 0 | 250000 | 2663.5 | STANDARD | 0 |  |  | 0 | 0 | 4 | 60 | 12 |  | J-2 | J-2 | R6 | R6 | R6 |  | INDIVIDUAL |  | MR LIEBERMAN |  | 1150 DEKALB AVENUE | BROOKLYN NY 11210 | 9176220133 | MINER RENOVATION ON MULTIPLE DWELLING
301658604 | 01 | BROOKLYN | 1301 | 65 STREET | 05747 | 00001 | 3142042 | A1 | J | P/E DISAPPROVED | 2003-10-23 | OTHER | 310 | [6 empty] | Y | [11 empty] | X | NO WORK | Walter T Gorman | PE | 0043490 | Y | 2003-10-23 | 2003-10-23 | 2003-10-23 | 2003-10-23 | 0 | 0 | 100 | 100 | STANDARD | 0 |  |  | 0 | 0 | 1 | 10 | 0 |  | E | E | R5 |  |  |  | CORPORATE |  | Robert J Gallagher | BP Products North America Inc. | 1500 Valley Road | Wayne NJ 07470 | 9736332267 | This is a no work application filed to supercede application Alt. 1512/89 to extend the term of the variance for an Automotive Service Station located in a R5 zoning district for an additional ten (10) years beyond June 30, 2004.
301658800 | 01 | BROOKLYN | 579 | CLASSON AVENUE | 02016 | 00002 | 3057696 | A1 | F | ASSIGNED TO P/E | 2003-10-24 | OTHER | 303 | [7 empty] | X | [5 empty] | X |  |  |  |  | X | GC | MICHAEL MCCAW | RA | 0023316 |  | 2003-10-24 | 2003-10-24 | 2003-10-24 | 2003-10-24 | 0 | 0 | 80000 | 912.5 | STANDARD | 3220 |  |  | 0 | 0 | 4 | 40 | 5 |  | RES | RES | R6 |  |  |  | INDIVIDUAL |  | LANCELOT WALDRON | N/A | 579 CLASSON AVE. | BROOKLYN NY 11238 | 7187897691 | MODIFICATION OF EXISTING 4 STORY 2-FAMIL Y BUILDING TO CONVERT TO A 5-F ILY CLASS "A" MULTIPLE DWELLING FULLY SP RINKLERED BUILDING.
301653761 | 01 | BROOKLYN | 580 | 73 STREET | 05920 | 00035 | 3147950 | A1 | F | ASSIGNED TO P/E | 2003-10-24 | OTHER | 310 | [7 empty] | X | [10 empty] | X | GEN CONST | JOHN HASKOPOULOS | RA | 0023654 |  | 2003-10-24 | 2003-10-24 | 2003-10-24 | 2003-10-24 | 0 | 0 | 20000 | 294.5 | STANDARD | 3970 |  |  | 0 | 0 | 3 | 35 | 0 |  | RES | RES | R6 |  |  |  | INDIVIDUAL |  | GEORGE SERLIS | N/A | 580 73RD STREET | BROOKLYN NY 11209 | 9172956752 | CONVERT EXISTING STORE AND TWO (2) FAMIL Y INTO STORE AND THREE (3) FAMI IES. PLUMBING & PARTITION WORK. OBTAIN N EW CERTIFICATE OF OCCUPANCY.
301640455 | 01 | BROOKLYN | 188 | DAHILL ROAD | 05314 | 00027 | 3123963 | A1 | D | A/P ENTIRE | 2003-10-24 | OTHER | 312 | [6 empty] | Y | X | X | [6 empty] | X |  |  | X | GC | NICHOLAS SCIRE-CHIANETTA | RA | 0021613 | Y | 2003-10-24 | 2003-10-24 | 2003-10-24 | 0 | 0 | 0 | 500000 | 7028.97 | STANDARD | 0 | Y |  | 6504 | 0 | 2 | 30 | 0 |  | COM | C | C2-3 | R5 |  |  | INDIVIDUAL |  | JOE GRECO | N/A | 188 DAHILL ROAD | BROOKLYN NY 11218 | 7184364713 | ERECT EXTENSION AT FIRST (1ST) FLOOR AND ERECT NEW SECOND (2ND) FLOOR. INSTALL HEATING, COOLING AND PLUMBING EQUIPMENT AS PER PLANS.
301640525 | 01 | BROOKLYN | 645 | EAST 5 STREET | 05389 | 00062 | 3126790 | A1 | D | A/P ENTIRE | 2003-10-24 | 1-2-3 FAMILY | 312 | [6 empty] | Y | X | [10 empty] | X | GC | Arnold S Montag | RA | 0024564 |  | 2003-10-24 | 2003-10-24 | 2003-10-24 | 0 | 0 | 0 | 20000 | 177.25 | STANDARD | 0 |  |  | 0 | 0 | 2 | 25 | 2 |  | RES | RES | R5 |  |  |  | INDIVIDUAL |  | Randolph Kumar | n/a | 645 East 5th Street | Brooklyn NY 11218 | 7189406682 | Convert to Two Family Dwelling with minor interior partition & Plumbing work.
401741656 | 01 | QUEENS | 102-30 | 65 ROAD | 02130 | 00028 | 4051239 | A1 | P | APPROVED | 2003-10-20 | 1-2-3 FAMILY | 406 | [17 empty] | X | X | GC | CHHAGANLAL PARMAR | PE | 0051225 | Y | 2003-10-20 | 2003-10-20 | 2003-10-20 | 2003-10-20 | 2003-10-20 | 0 | 10000 | 252.75 | STANDARD | 1871 |  |  | 0 | 0 | 2 | 24 | 2 |  | RES | RES | R5 |  |  |  | INDIVIDUAL |  | IZABELLA BINAMINOVA | N/A | 102-30 65 TH ROAD | FOREST HILLS NY 11375 | 9175149951 | PROPOSED CONVERSION OF EXISTING ONE FAMI LY DWELLING INTO TWO FAMILY DWE LING AND ADDITION OF A CURB CUT AT THE R EAR. SEE ITEM 16 FOR DETAILS.
401741638 | 01 | QUEENS | 116-06 | 132 STREET | 11687 | 00008 | 4252826 | A1 | F | ASSIGNED TO P/E | 2003-10-21 | 1-2-3 FAMILY | 410 | [6 empty] | Y | X | [10 empty] | X | GC | Hansa Persaud | PE | 0073779 |  | 2003-10-20 | 2003-10-20 | 2003-10-20 | 2003-10-21 | 0 | 0 | 25000 | 224.05 | STANDARD | 0 | Y |  | 181 | 0 | 2 | 30 | 2 |  | RES | J-3 | R3-2 |  |  |  | INDIVIDUAL |  | JEET JAIRAM |  | 116-06 132 STREET | So OZONE PARK NY 11420 | 9176097238 | FIRST FLOOR EXTENSION AND CONVERSION TO TWO FAMILY DWELLING
401742691 | 01 | QUEENS | 233-18 | 130 AVENUE | 12912 | 00048 | 4278107 | A1 | P | APPROVED | 2003-10-21 | 1-2-3 FAMILY | 413 | [7 empty] | X | [10 empty] | X | GC | EDWARD C HICKS | RA | 0016413 | Y | 2003-10-20 | 2003-10-21 | 2003-10-21 | 2003-10-21 | 2003-10-21 | 0 | 50000 | 417.81 | STANDARD | 3329 |  | Y | 740 | 0 | 2 | 25 | 1 |  | RES | RES | R2 |  |  |  | INDIVIDUAL |  | RITA AUDAT | N/A | 233-18 130TH AVE | QUEENS NY 11422 | 7185282039 | NEW 2ND FLOOR ADDITION,PLUMBING INCLUDED ,OBTAIN NEW C.OF O.
401742682 | 01 | QUEENS | 123-16 | 95 AVENUE | 09462 | 00008 | 4199782 | A1 | Q | PERMIT-PARTIAL | 2003-10-24 | 1-2-3 FAMILY | 409 | [7 empty] | X | [10 empty] | X | GC | EDWARD C HICKS | RA | 0016413 | Y | 2003-10-20 | 2003-10-21 | 2003-10-21 | 2003-10-21 | 2003-10-21 | 0 | 60000 | 459.65 | STANDARD | 2228 | Y |  | 657 | 0 | 2 | 22 | 2 |  | RES | RES | R5 |  |  |  | INDIVIDUAL |  | AMANPREET SINGH | N.A | 11 MAGLIE DRIVE | HICKSVILLE NY 11801 | 5160831762 | NEW 2 STORY ADDITION IN REAR,CONVERT TO A TWO-FAMILY DWELLING,PLUMBING INCLUDED.OBTAIN NEW C.OF O.
401742138 | 01 | QUEENS | 71-26 | 172 STREET | 06959 | 00048 | 4150495 | A1 | Q | PERMIT-PARTIAL | 2003-10-22 | 1-2-3 FAMILY | 408 | [6 empty] | Y | X | [10 empty] | X | GC | FRED W TORRICO | RA | 0023257 | Y | 2003-10-20 | 2003-10-21 | 2003-10-21 | 2003-10-21 | 2003-10-21 | 0 | 20000 | 255.86 | STANDARD | 0 |  | Y | 676 | 0 | 2 | 20 | 1 |  | RES | J-3 | R2 |  |  |  | INDIVIDUAL |  | ILYA ARANOV |  | 73-19 174th Street | Flushing NY 11366 | 7185911819 | Proposed 2nd story addition to existing one-story, 1-family dwelling as shown on submitted drawings.
401742986 | 01 | QUEENS | 511 | BEACH 126 STREET | 16194 | 00025 | 4303976 | A1 | F | ASSIGNED TO P/E | 2003-10-22 | OTHER | 414 | [6 empty] | Y | X | [10 empty] | X | GEN CONST. | Valentino Pompeo | RA | 0028075 |  | 2003-10-21 | 2003-10-21 | 2003-10-21 | 2003-10-22 | 0 | 0 | 75000 | 928.14 | STANDARD | 0 | Y |  | 263 | 0 | 3 | 35 | 4 |  | RES | RES | R3-1 |  |  |  | INDIVIDUAL |  | FRANK FITPATRICK | OWNER | 511 BEACH 126TH STREET | ROCKAWAY NY 11694 | 7189452565 | APPLICATION IS FILED FOR THE RENOVATION OF EXISTING FIVE FAMILY DWELLING AND CONVERSATION TO FOUR FAMILY DWELLING AND HORIZONTAL ENLARGEMENT.. ALL WORK IS AS PER PLANS SUBMITTED HEREWITH
401742977 | 01 | QUEENS | 87-17 | 168 STREET | 09840 | 00021 | 4210512 | A1 | F | ASSIGNED TO P/E | 2003-10-22 | 1-2-3 FAMILY | 408 | [6 empty] | Y | X | X | [9 empty] | X | GEN. CONST. | Adedosu Joshua | RA | 0026939 |  | 2003-10-21 | 2003-10-21 | 2003-10-21 | 2003-10-22 | 0 | 0 | 35000 | 254.5 | STANDARD | 0 |  |  | 0 | 0 | 2 | 25 | 2 |  | RES | J-3 | R5 |  |  |  | INDIVIDUAL |  | Rashid Mohamed |  | 87-17 168th Street | Jamaica NY 11432 | 7185261172 | Convert Existing OneFamily Building to Two Family Building. New one bathroom each in Cellar and Attic Space and new kitchen on second floor..
401742968 | 01 | QUEENS | 171-15 | JAMAICA AVENUE | 09806 | 00004 | 4209797 | A1 | F | ASSIGNED TO P/E | 2003-10-23 | OTHER | 412 | [6 empty] | Y | [11 empty] | X | GEN. CONST. | OLABANJI AWOSIKA | RA | 0022120 |  | 2003-10-21 | 2003-10-22 | 2003-10-21 | 2003-10-23 | 0 | 0 | 40000 | 638.1 | STANDARD | 0 |  | Y | 539 | 0 | 2 | 28 | 0 |  | C | C | C2-4 | R6 |  |  | CORPORATE |  | SHAD ALLY | 171-15 JAMAICA REALTY CORP. | 171-15 JAMAICA AVENUE | JAMAICA NY 11432 | 7188478403 | SECOND STORY EXTENSION OF EXISTING MIX-USE BUILDING, ALTERATION OF SECOND FLOOR APARTMENT TO COMMERCIAL USE.
401742940 | 01 | QUEENS | 103-25 | 135 STREET | 09589 | 00031 | 4204955 | A1 | F | ASSIGNED TO P/E | 2003-10-23 | 1-2-3 FAMILY | 410 | [6 empty] | Y | [11 empty] | X | GEN CONST. | OLABANJI AWOSIKA | RA | 0022120 |  | 2003-10-21 | 2003-10-22 | 2003-10-21 | 2003-10-23 | 0 | 0 | 10000 | 137.38 | STANDARD | 0 | Y |  | 100 | 0 | 2 | 21 | 2 |  | RES | RES | R3-2 |  |  |  | INDIVIDUAL |  | KUMARI WALKER |  | 103-25 135 STREET | JAMAICA NY 11435 | 7182064921 | MINOR EXTENSION OF FIRST FLOOR. OBTAIN NEW CERT. OF OCCUPANCY TO SHOW ZONING RESTRICTION FOR 2 TAX LOTS IN ONE ZONING.
401742922 | 01 | QUEENS | 66-16 | MAURICE AVENUE | 02414 | 00015 | 4432223 | A1 | Q | PERMIT-PARTIAL | 2003-10-22 | 1-2-3 FAMILY | 405 | [6 empty] | Y | X | [10 empty] | X | GEN. CONST. | NAZRUL SIDDIQUE | PE | 0056767 | Y | 2003-10-21 | 2003-10-21 | 2003-10-21 | 2003-10-21 | 2003-10-21 | 0 | 12000 | 136.05 | STANDARD | 0 |  |  | 0 | 0 | 3 | 30 | 3 |  | RES | J-0 | R4 |  |  |  | INDIVIDUAL |  | XIANG H QU | NONE | 66-16 MAURICE AVE | NEWTOWN NY 11374 | 7187795212 | LEGALIZE EXISTING CONVERSION FROM TWO FAMILY DWELLING TO THREE FAMILY DWELLING. LEGALIZE PLUMBING FIXTURES AT CELLAR FLOOR AND FIRST FLOOR. LEGALIZE LAUNDRY EQUIPMENT AT CELLAR FLOOR. OBTAIN NEW CERTIFICATE OF OCCUPANCY.
401743226 | 01 | QUEENS | 1428 | MOTT AVENUE | 15573 | 00007 | 4298472 | A1 | Q | PERMIT-PARTIAL | 2003-10-22 | 1-2-3 FAMILY | 414 | [6 empty] | Y | X | [7 empty] | X |  | X | X | GC | BAKHTIAR SHAMLOO | PE | 0070154 | Y | 2003-10-21 | 2003-10-22 | 2003-10-21 | 2003-10-22 | 2003-10-22 | 0 | 45000 | 689.88 | STANDARD | 0 |  | Y | 1091 | 0 | 2 | 25 | 2 |  | RES | J-3 | R5 |  |  |  | INDIVIDUAL |  | DYAL INDIRA | N/A | 14-28 MOTT AVENUE | FAR-ROCKOWAY NY 11691 | 7184712329 | THIS APPLICATION IS FILING TO DO SECOND FLOOR ADDITION TO ONE STORY ONE FAMILY BUILDING ,TO DO FRONT EXTENTION,TO CONVERT INTO TWO FAMILY AND TO OBTAIN A CERTIFICATE OF OCCUPANCY .
401742619 | 01 | QUEENS | 33-19 | 69 STREET | 01242 | 00057 | 4028506 | A1 | F | ASSIGNED TO P/E | 2003-10-23 | 1-2-3 FAMILY | 403 | [6 empty] | Y | X | [10 empty] | X | GEN. CONST. | HE G LEE | RA | 0027249 |  | 2003-10-21 | 2003-10-22 | 2003-10-21 | 2003-10-23 | 0 | 0 | 12000 | 136.05 | STANDARD | 0 |  |  | 0 | 0 | 2 | 25 | 2 |  | RES | RES | R5 |  |  |  | INDIVIDUAL |  | NESAR AHMED | N/A | 33-19 69STREET | WOODSIDE NY 11377 | 7183967686 | CONVERT FROM EXISTING STORAGE & BOILER ROOM USE TO PART OF DWELLING FOR 1ST FLOOR ON BASEMENT 1. INSTALLATION OF 2-W.C., 2-LAV.SINK AND 1-SHOWER IN BASEMENT 2. REMOVE EXISTING NON-BEARING PARTITION WALL AND NEW INTERIOR PARTITION WALLS IN BASEMENT.
401743388 | 01 | QUEENS | 103-16 | 104 STREET | 09507 | 00014 | 4201395 | A1 | F | ASSIGNED TO P/E | 2003-10-23 | 1-2-3 FAMILY | 410 | [6 empty] | Y | X | [10 empty] | X | GC | YEON CHAN LEE | PE | 0076501 |  | 2003-10-22 | 2003-10-22 | 2003-10-21 | 2003-10-23 | 0 | 0 | 31000 | 277.86 | STANDARD | 0 | Y |  | 378 | 0 | 2 | 22 | 2 |  | J-3 | J-3 | R5 |  |  |  | INDIVIDUAL |  | GANESH RAGUNAUTH | N/A | 103-14 104TH ST. | CORONA NY 11417 | 7188501881 | CONVERSION FROM 1 TO 2 FAMILY HOUSE.
401743191 | 01 | QUEENS | 33-12 | FRANCIS LEWIS BOULEVARD | 05260 | 00008 | 4119092 | A1 | F | ASSIGNED TO P/E | 2003-10-23 | 1-2-3 FAMILY | 411 | [6 empty] | Y | X | [10 empty] | X | GC | Panagis Georgopoulos | RA | 0015870 |  | 2003-10-21 | 2003-10-22 | 2003-10-22 | 2003-10-23 | 0 | 0 | 45000 | 447.42 | STANDARD | 0 | Y | Y | 1216 | 0 | 2 | 28 | 2 |  | RES | RES | R5B |  |  |  | INDIVIDUAL |  | Panagis Georgopoulos |  | 33-12 Francis Lewis Blvd. | Flushing NY 11358 | 7183595577 | Enlarge existing two family dwelling. Extend cellar, 1st and 2nd floors.
401743299 | 01 | QUEENS | 61 | WEST 17 ROAD | 15321 | 00082 | 4297189 | A1 | F | ASSIGNED TO P/E | 2003-10-23 | 1-2-3 FAMILY | 414 | [6 empty] | Y | X | X | [9 empty] | X | GC | Joel A Miele, P.E. | PE | 0065492 |  | 2003-10-21 | 2003-10-22 | 2003-10-22 | 2003-10-23 | 0 | 0 | 50000 | 491.89 | STANDARD | 0 | Y |  | 1377 | 0 | 2 | 34 | 1 |  | RES | J-3 | R3-2 |  |  |  | INDIVIDUAL |  | Michael Shea | n/a | 61 West 17th Road | Broad Channel NY 11693 | 7184745604 | Propose to repair existing building and construct a new 1377 S.F. vertical and horizontal enlargement. All as per plans filed herewith.
401742593 | 01 | QUEENS | 29-40 | ERICSSON STREET | 01669 | 00026 | 4041528 | A1 | Q | PERMIT-PARTIAL | 2003-10-22 | 1-2-3 FAMILY | 403 | [6 empty] | Y | X | [10 empty] | X | NO WORK | Edward W Dickman | RA | 0011907 | Y | 2003-10-21 | 2003-10-22 | 2003-10-22 | 2003-10-22 | 2003-10-22 | 0 | 10000 | 125.75 | STANDARD | 0 |  |  | 0 | 0 | 2 | 24 | 2 |  | RES | RES | R3-2 |  |  |  | INDIVIDUAL | Y | Mohammad Mowla | N/A | 48-21 91 Street | Elmhurst NY 11373 | 9172263064 | To legalize the existing 2nd floor as the 2nd dwelling unit.
401742584 | 01 | QUEENS | 33-39 | 60 STREET | 01183 | 00147 | 4027093 | A1 | Q | PERMIT-PARTIAL | 2003-10-22 | 1-2-3 FAMILY | 402 | [6 empty] | Y | X | [10 empty] | X | NO WORK | Edward W Dickman | RA | 0011907 | Y | 2003-10-21 | 2003-10-22 | 2003-10-22 | 2003-10-22 | 2003-10-22 | 0 | 10000 | 125.75 | STANDARD | 0 |  |  | 0 | 0 | 2 | 24 | 3 |  | RES | RES | R5 |  |  |  | INDIVIDUAL | Y | Shahara Begum | N/A | 33-39 60th Street | Queens NY 11377 | 7188991961 | To legalize the existing dwelling unit in basement.
401742469 | 01 | QUEENS | 18-34 | 21 ROAD | 00896 | 00228 | 4020394 | A1 | Q | PERMIT-PARTIAL | 2003-10-23 | 1-2-3 FAMILY | 401 | [6 empty] | Y | X | X | [9 empty] | X | ENL. | Emanuel Kambanis | RA | 0028318 | Y | 2003-10-22 | 2003-10-22 | 2003-10-22 | 2003-10-22 | 2003-10-22 | 0 | 30000 | 278.17 | STANDARD | 0 | Y |  | 425 | 0 | 2 | 20 | 2 |  | J-3 | J-3 | R5 |  |  |  | INDIVIDUAL |  | SOUL GONZALEZ | N/A | 18-34 21ST RD | ASTORIA NY 11105 |  | NEW ONE STORY EXTENTION TO EXISTING TWO STORY TWO FAMILY DWELLING, PLUMBING WORK.
401742343 | 01 | QUEENS | 160-23 | 111 AVENUE | 12164 | 00070 | 4263623 | A1 | F | ASSIGNED TO P/E | 2003-10-24 | 1-2-3 FAMILY | 412 | [6 empty] | Y | [11 empty] | X | METES & BOUNDS | Henry Radusky | RA | 0015029 |  | 2003-10-22 | 2003-10-22 | 2003-10-23 | 2003-10-24 | 0 | 0 | 1000 | 100 | STANDARD | 0 |  |  | 0 | 0 | 2 | 20 | 1 |  | J-3 | J-3 | R3-2 |  |  |  | PARTNERSHIP |  | Yossi Toledano | Impressive Home Sales | 124-20 Metropolitan Avenue | Kew Gardens NY 11415 | 7184410200 | Application filed in conjunction with Subdivision application # 401521821 to indicate correct metes & bounds as shown.
401743440 | 01 | QUEENS | 181 | BEACH 137 STREET | 16282 | 00016 | 4306348 | A1 | J | P/E DISAPPROVED | 2003-10-23 | 1-2-3 FAMILY | 414 | [6 empty] | Y | X | [10 empty] | X | GC | Sal V Tartaglione | RA | 0022382 | Y | 2003-10-22 | 2003-10-23 | 2003-10-23 | 2003-10-23 | 0 | 0 | 160000 | 995.59 | STANDARD | 0 |  | Y | 837 | 0 | 2 | 25 | 1 |  | RES | J-3 | R2 |  |  |  | INDIVIDUAL |  | Timothy Meyers |  | 181 Beach 137 Street | Belle Harbor NY 11694 | 9172173403 | Propose to enlarge second floor, make interior partion changes, perform plumbing work, add one story front vestibule and replace concrete slab in cellar as indicated in plans.
401743501 | 01 | QUEENS | 166-55 | 20 AVENUE | 05750 | 00056 | 4128951 | A1 | F | ASSIGNED TO P/E | 2003-10-24 | 1-2-3 FAMILY | 407 | [7 empty] | X | [10 empty] | X | GC | ROBERT R BARBAL | RA | 0012725 |  | 2003-10-22 | 2003-10-23 | 2003-10-23 | 2003-10-24 | 0 | 0 | 30000 | 331.79 | STANDARD | 2523 |  | Y | 886 | 0 | 2 | 22 | 1 |  | RES | J-3 | R2 |  |  |  | INDIVIDUAL |  | THOMAS DERMODY | N/A | 166-55 20TH AVE | WHITESTONE NY 11357 | 7183522203 | PROPOSED 2ND FLOOR ADDITION; PLUMBING WO RK; NEW A.C. SYSTEM LEGALIZE RE R WOOD DECK
401743752 | 01 | QUEENS | 127-14 | 142 STREET | 12057 | 00221 | 4261816 | A1 | F | ASSIGNED TO P/E | 2003-10-24 | 1-2-3 FAMILY | 412 | [6 empty] | Y | X | [10 empty] | X | GC | ALEX CONSTANTINIDES | PE | 0074623 |  | 2003-10-22 | 2003-10-23 | 2003-10-23 | 2003-10-24 | 0 | 0 | 20000 | 177.25 | STANDARD | 0 |  |  | 0 | 0 | 2 | 21 | 2 |  | J-3 | J-3 | R3-2 |  |  |  | INDIVIDUAL |  | ZAMAN MOHAMMED |  | 127-14 142ND STREET | JAMAICA NY 11436 | 7187395227 | CONVERSION OF SINGLE FAMILY INTO TWO FAMILY DWELLINGS TO LEGALIZE EXISTING CONDITION.
401743761 | 01 | QUEENS | 21-22 | 38 STREET | 00808 | 00042 | 4016036 | A1 | F | ASSIGNED TO P/E | 2003-10-24 | 1-2-3 FAMILY | 401 | [6 empty] | Y | X |  | X | [8 empty] | X | GC | ALEX CONSTANTINIDES | PE | 0074623 |  | 2003-10-22 | 2003-10-23 | 2003-10-23 | 2003-10-24 | 0 | 0 | 25000 | 215.79 | STANDARD | 0 | Y |  | 110 | 0 | 2 | 28 | 2 |  | J-3 | J-3 | R5 |  |  |  | INDIVIDUAL |  | CHRISTOS LOIZOU |  | 67-12 167TH STREET | FLUSHING NY 11365 | 7189616124 | HORIZONTAL AND VERTICAL ENLARGEMENT AT REAR. CONVERT EXISTING SINGLE FAM. TO TWO FAMILY DWELLINGS. NEW CERTIFICATE OF ACCUPANCY REQ'D. NO CHANGE IN
401743832 | 01 | QUEENS | 69-20 | 66 ROAD | 03049 | 00011 | 4071139 | A1 | P | APPROVED | 2003-10-23 | 1-2-3 FAMILY | 405 | [6 empty] | Y | X | [10 empty] | X | GC | JOHN J SCHESCHAREG | RA | 0025941 | Y | 2003-10-23 | 2003-10-23 | 2003-10-23 | 2003-10-23 | 2003-10-23 | 0 | 20000 | 177.25 | STANDARD | 0 |  |  | 0 | 0 | 3 | 28 | 3 |  | RES | RES | R5 |  |  |  | INDIVIDUAL |  | FELIX J GICZ | NA | 69-20 66 ROAD | MIDDLE VILLAGE NY 11379 | 2123556555 | CONVERSION OF THE EXISTING TWO FAMILY DWELLING INTO A THREE FAMILY DWELLING (MDL). REPLACEMENT OF CELLAR STAIR. NEW SKYLIGHT AND ROOF SCUTTLE. NEW ENTRY DOORS INTO APARTMENTS. REMOVE EXISTING KITCHEN AND TOILET IN CELLAR. LEGALIZE FIRST FLOOR KITCHEN AND BATHROOM.
401743976 | 01 | QUEENS | 133-40 | 122 STREET | 11742 | 00062 | 4254533 | A1 | F | ASSIGNED TO P/E | 2003-10-24 | 1-2-3 FAMILY | 410 | [6 empty] | Y | X | [7 empty] | X |  |  | X | GC | Hansa Persaud | PE | 0073779 |  | 2003-10-23 | 2003-10-23 | 2003-10-23 | 2003-10-24 | 0 | 0 | 50000 | 601.65 | STANDARD | 0 |  | Y | 1203 | 0 | 1 | 25 | 2 |  | RES | J-3 | R3-2 |  |  |  | INDIVIDUAL |  | MUNESHWAR C PERSAUD |  | 133-40 122 STREET | So OZONE PARK NY 11420 | 7186413169 | PROPOSED ADDITION OF SECOND FLOOR AND CONVERSION TO TWO FAMILY DWELLING.
401744083 | 01 | QUEENS | 56-14 | CLEARVIEW EXPRESSWAY | 07432 | 00012 | 4159867 | A1 | P | APPROVED | 2003-10-23 | 1-2-3 FAMILY | 411 | [6 empty] | Y | X | X | [9 empty] | X | GC | Paul Mok | PE | 0038550 | Y | 2003-10-23 | 2003-10-23 | 2003-10-23 | 2003-10-23 | 2003-10-23 | 0 | 18000 | 271.62 | STANDARD | 0 |  | Y | 900 | 0 | 2 | 27 | 1 |  | RES | RES | R2 |  |  |  | INDIVIDUAL |  | Peter Chung |  | 56-14 Clearview Expressway | Bayside NY 11364 | 9175606443 | To rearrange existing first floor and erect second floor extension including plumbing.
401720884 | 02 | QUEENS | 90-03 | WOODHAVEN BOULEVARD |  |  | 4857458 | A1 | P | APPROVED | 2003-10-23 | OTHER | 409 | [6 empty] | Y | X | [12 empty] | Nolan Lau | PE | 0055604 | Y | 2003-10-23 | 2003-10-23 | 2003-10-23 | 0 | 0 | 0 | 0 | 0 | STANDARD | 0 |  |  | 0 | 0 | 0 | 0 | 0 | [14 empty] | This document is filed to identify the engineer responsible for site and sanitary drainage.
401720884 | 03 | QUEENS | 90-03 | WOODHAVEN BOULEVARD |  |  | 4857458 | A1 | P | APPROVED | 2003-10-23 | OTHER | 409 | [6 empty] | Y | [10 empty] | X |  |  | Leo D Fakler | RA | 0007721 | Y | 2003-10-23 | 2003-10-23 | 2003-10-23 | 0 | 0 | 0 | 0 | 280 | STANDARD | 0 |  |  | 0 | 0 | 0 | 0 | 0 | [14 empty] | Filing Curb Cut in conjunction with alteration application.
401743431 | 01 | QUEENS | 47-20 | 194 STREET | 05612 | 00048 | 4126885 | A1 | D | A/P ENTIRE | 2003-10-24 | 1-2-3 FAMILY | 411 | [7 empty] | X | [10 empty] | X | GC | ROMAN SOROKKO | PE | 0728000 |  | 2003-10-22 | 2003-10-24 | 2003-10-24 | 0 | 0 | 0 | 40000 | 368.63 | STANDARD | 1995 |  | Y | 760 | 0 | 2 | 25 | 2 |  | RES | RES | R3-2 |  |  |  | INDIVIDUAL |  | MIKE ANASTASIOU | NA | 47-20 194 STREET | FLUSHING NY 11358 | 7182297836 | TO CONSTRUCT SECOND FLOOR NEW ADDITION A ND TO CONVERT TO TWO FAMILY DWE LING UNIT. TO OBTAIN NEW CERTIFICATE OF OCCUPANCY
401744001 | 01 | QUEENS | 104-11 | 203 STREET | 10903 | 00052 | 4233311 | A1 | D | A/P ENTIRE | 2003-10-24 | 1-2-3 FAMILY | 412 | [6 empty] | Y | X | [10 empty] | X | GC | Hansa Persaud | PE | 0073779 |  | 2003-10-23 | 2003-10-24 | 2003-10-24 | 0 | 0 | 0 | 15000 | 157.78 | STANDARD | 0 | Y |  | 54 | 0 | 2 | 30 | 2 |  | RES | J-3 | R3-2 |  |  |  | INDIVIDUAL |  | DARCY PARRISH |  | 104-11 203 STREET | HOLLIS NY 11412 | 5162973887 | PROPOSED EXTENSION AT FRONT OF BUILDING AND CONVERSION TO TWO FAMILY. ALSO PLUMBING FIXTURES AND PARTITIONS IN CELLAR
401738143 | 01 | QUEENS | 167-05 | 46 AVENUE | 05446 | 00001 | 4123447 | A1 | P | APPROVED | 2003-10-24 | 1-2-3 FAMILY | 407 | [6 empty] | Y | X | [10 empty] | X | GC | STUART NAROFSKY | RA | 0015984 | Y | 2003-10-24 | 2003-10-24 | 2003-10-24 | 2003-10-24 | 2003-10-24 | 0 | 85000 | 527 | STANDARD | 0 |  | Y | 129 | 0 | 2 | 27 | 1 |  | RES | RES | R2 |  |  |  | INDIVIDUAL |  | LINDA KENNY | N/A | 167-05 46TH AVENUE | QUEENS NY 11358 | 7187622669 | DORMER EXISTING SINGLE FAMILY HOUSE. CONVERT GARAGE TO LIVING SPACE AND MINOR INTERIOR PARTITIONS AND PLUMBING WORK.
401744626 | 01 | QUEENS | 61-39 | 232 STREET | 07654 | 00139 | 4163269 | A1 | P | APPROVED | 2003-10-24 | 1-2-3 FAMILY | 411 | [6 empty] | Y | X | X | [9 empty] | X | GC | LIN WEI | PE | 0050298 | Y | 2003-10-23 | 2003-10-24 | 2003-10-24 | 2003-10-24 | 2003-10-24 | 0 | 70000 | 572.56 | STANDARD | 0 |  | Y | 1185 | 0 | 2 | 26 | 2 |  | RES | RES | R3-1 |  |  |  | INDIVIDUAL |  | SUNG HWAW KIM |  | 61-39 232 STREET | BAYSIDE NY 11364 | 7182814572 | CONVERT EXISTING ONE FAMILY DWELLING TO TWO FAMILY DWELLING BY VERTICAL EXTENSION.OBTAIN NEW TWO FAMILY CERTIFICATE OF OCCUPANCY.
401744412 | 01 | QUEENS | 244-32 | 85 AVENUE | 08609 | 00020 | 4175653 | A1 | D | A/P ENTIRE | 2003-10-24 | 1-2-3 FAMILY | 413 | [6 empty] | Y | X | [10 empty] | X | GC | ANGELO F LIARIKOS | RA | 0022474 |  | 2003-10-24 | 2003-10-24 | 2003-10-24 | 0 | 0 | 0 | 24000 | 247.85 | STANDARD | 0 |  | Y | 430 | 0 | 2 | 24 | 1 |  | RES | RES | R2 |  |  |  | INDIVIDUAL |  | RICHARD HARGROVE |  | 244-32 85 AVE | BELLEROSE NY 11426 | 7183434309 | NEW VERTICAL ADDITION CONVERT EXISTING ATTIC LEVEL INTO SECOND FLOOR ADDITION W/ADDITIONAL BEDROOMS. LEGALIZES WOODEN DECK @ REAR YARD.
401744396 | 01 | QUEENS | 126-18 | 111 AVENUE | 11631 | 00009 | 4250747 | A1 | D | A/P ENTIRE | 2003-10-24 | OTHER | 410 | [6 empty] | Y | X | X | [9 empty] | X | GC | HENRY E AIKEN | RA | 0023309 |  | 2003-10-24 | 2003-10-24 | 2003-10-24 | 0 | 0 | 0 | 25000 | 346 | STANDARD | 0 |  |  | 0 | 0 | 2 | 24 | 2 |  | COM | PUB | C1-2 | R3-2 |  |  | INDIVIDUAL |  | HAZEL MATHEWS | COMMUNITY DAY CARE | 126-16 111TH AVENUE | SO. OZONE PARK NY 11420 | 7188351373 | CONVERT EXISTING COMMERCIAL STORE AND TWO FAMILY DWELLING WITH GARAGE INTO A DAY CARE CENTER AND TWO FAMILY WITH STORE AND OFFICE SPACE.
401744387 | 01 | QUEENS | 48-21 | 91 STREET | 01850 | 00039 | 4045656 | A1 | Q | PERMIT-PARTIAL | 2003-10-24 | 1-2-3 FAMILY | 404 | [6 empty] | Y | X | [10 empty] | X | NO WORK | Edward W Dickman | RA | 0011907 | Y | 2003-10-24 | 2003-10-24 | 2003-10-24 | 2003-10-24 | 2003-10-24 | 0 | 8000 | 115.45 | STANDARD | 0 |  |  | 0 | 0 | 2 | 28 | 2 |  | RES | RES | R5 |  |  |  | INDIVIDUAL | Y | Mohammad Mowla | N/A | 48-21 91 Street | Elmhurst NY 11373 | 9172263064 | To legalize one family dwelling to two family dwelling. No work will be done.
401744378 | 01 | QUEENS | 64-38 | CROMWELL CRESCENT | 03129 | 00050 | 4073767 | A1 | P | APPROVED | 2003-10-24 | 1-2-3 FAMILY | 406 | [6 empty] | Y | X | [10 empty] | X | GC | Ling Li | RA | 0026687 | Y | 2003-10-24 | 2003-10-24 | 2003-10-24 | 2003-10-24 | 2003-10-24 | 0 | 60000 | 623.29 | STANDARD | 0 | Y |  | 2064 | 0 | 2 | 21 | 2 |  | RES | RES | R3-1 |  |  |  | INDIVIDUAL |  | Fu-Chi Chen |  | 64-38 Cromwell Crescent | Cromwell Cresce NY 11374 | 7184590219 | Horizontal extension of existing one family dwelling, converting one family to two family dwelling.
401744920 | 01 | QUEENS | 87-46 | 123 STREET | 09331 | 00030 | 4440978 | A1 | J | P/E DISAPPROVED | 2003-10-24 | OTHER | 409 | [6 empty] | Y | X | X |  |  |  |  | X |  | X |  |  | X | CONS | Robert M Scarano Jr. | RA | 0017739 | Y | 2003-10-24 | 2003-10-24 | 2003-10-24 | 2003-10-24 | 0 | 0 | 50000 | 7464.48 | STANDARD | 0 | Y |  | 26365 | 0 | 1 | 23 | 0 |  | D-2 | B-1 | M1-1 |  |  |  | CORPORATE |  | MICHAEL HAMROFF | 123RD STREET HOLDING CORP. | 87-46 123RD STREET | RICHMOND HILL NY 11418 | 7188497277 | Proposed horizontal expansion of existing building including the demolition and installation of interior and exterior bearing & non-bearing walls, fixtures, finishes, cabinets and casework. Change of use to storage building.
401744939 | 01 | QUEENS | 135-47 | 116 STREET | 11803 | 00013 | 4256502 | A1 | P | APPROVED | 2003-10-24 | 1-2-3 FAMILY | 410 | [6 empty] | Y | X | [10 empty] | X | GC | INGRAM S CARNER | RA | 0005832 | Y | 2003-10-24 | 2003-10-24 | 2003-10-24 | 2003-10-24 | 2003-10-24 | 0 | 10000 | 125.75 | STANDARD | 0 |  |  | 0 | 0 | 2 | 22 | 2 |  | RES | RES | R3-2 |  |  |  | INDIVIDUAL |  | ABDUL WAHID |  | 135-50 116 STREET | SOUTH OZONE PAR NY 11420 | 7183236550 | PROPOSE TO CONVERT EXISTING ONE FAMILY DWELLING TO TWO FAMILIES ALL AS PER PLANS FILED HEREWITH. NO OTHER CHANGES.
401745019 | 01 | QUEENS | 37-30 | 77 STREET | 01287 | 00020 | 4029872 | A1 | Q | PERMIT-PARTIAL | 2003-10-24 | 1-2-3 FAMILY | 403 | [6 empty] | Y | X | [10 empty] | X | GC | JOSEPH C DEUS | PE | 0077764 | Y | 2003-10-24 | 2003-10-24 | 2003-10-24 | 2003-10-24 | 2003-10-24 | 0 | 53500 | 433.41 | STANDARD | 0 |  | Y | 697 | 0 | 2 | 25 | 2 |  | J-3 | J-0 | R7-1 |  |  |  | INDIVIDUAL |  | LUIS ALVARADO | N/A | 37-30 77TH STREET | QNS NY 11372 | 7183352743 | THIRD FLOOR ADDITION TO EXISTING TWO STORY STRUCTURE.
500649462 | 01 | STATEN ISLAND | 21 | NEW LANE | 02832 | 00090 | 5042258 | A1 | J | P/E DISAPPROVED | 2003-10-23 | 1-2-3 FAMILY | 501 | [6 empty] | Y | X | [7 empty] | X |  |  | X | GC | Robert J Biviano | RA | 0010031 |  | 2003-10-20 | 2003-10-20 | 2003-10-20 | 2003-10-22 | 0 | 0 | 55000 | 663.57 | STANDARD | 0 | Y |  | 1514 | 0 | 3 | 34 | 1 |  | RES | RES | R4 |  |  |  | INDIVIDUAL |  | Latif Cami |  | 1965 Bayridge Ave | Brooklyn NY 11204 | 3472313369 | Filing plans to construct new addition to existg building. Building to remain a one family building.Existg bathroom, kitchen and boiler room fixtures will be relocated and replaced. Two additional bathrooms to be added.New CO to be obtained.All construction work to be performed by owner.
500649391 | 01 | STATEN ISLAND | 132 | BRIGHTON STREET | 07900 | 00058 | 5088134 | A1 | P | APPROVED | 2003-10-21 | 1-2-3 FAMILY | 503 | [6 empty] | Y | X | [9 empty] | X | X | GC | Paul Lombardi | RA | 0026694 | Y | 2003-10-20 | 2003-10-20 | 2003-10-20 | 2003-10-21 | 2003-10-21 | 0 | 90000 | 818.59 | STANDARD | 4222 | Y |  | 1297 | 0 | 2 | 20 | 1 |  | RES | J-3 | R3A |  |  |  | INDIVIDUAL |  | ROBERT TOMES | N/A | 132 BRIGHTON STREET | STATEN ISLAND NY 10307 | 7189661724 | PROPOSED TWO STORY ADDITION
500645340 | 01 | STATEN ISLAND | 7720 | AMBOY ROAD | 07945 | 00005 | 5088497 | A1 | P | APPROVED | 2003-10-20 | 1-2-3 FAMILY | 503 | [7 empty] | X | [9 empty] | X | X | GC | PAUL LOMBARDI | RA | 0026694 | Y | 2003-10-20 | 2003-10-20 | 2003-10-20 | 2003-10-20 | 2003-10-20 | 0 | 40000 | 535.18 | STANDARD | 2600 | Y | Y | 1100 | 0 | 2 | 21 | 1 |  | J-3 | J-3 | R3A |  |  | SR | INDIVIDUAL |  | PETE DISOMMA | N/A | 7720 AMBOY ROAD | STATEN ISLAND NY 10307 | 7182279950 | SECOND STORY ADDITION TO EXISTING 1 1/2 STORY DWELLING.RELOCATE EXISTING CURB CUT 9'CURB CUT 111.10'EAST OF AMBOY ROAD AND SATERLEE STREET.
500650413 | 01 | STATEN ISLAND | 533 | GENESEE AVENUE | 05639 | 00088 | 5075363 | A1 | P | APPROVED | 2003-10-22 | 1-2-3 FAMILY | 503 | [6 empty] | Y | X | [9 empty] | X | X | GC | ROBERT E ENGLERT | RA | 0021180 | Y | 2003-10-21 | 2003-10-21 | 2003-10-21 | 2003-10-22 | 2003-10-22 | 0 | 61308 | 523.55 | STANDARD | 0 |  |  | 0 | 0 | 2 | 21 | 2 |  | J-3 | J-3 | R3A |  |  |  | INDIVIDUAL |  | JOHN DAMIANO | N/A | 533 GENESEE AVENUE | STATEN ISLAND NY 10312 | 7182279500 | PROPOSED TO PROVIDE (1) 7.0' CC + (2) 18 " SPLAYS = 10.0' CC, 90.27' NOR GENESEE AVENUE.
500650253 | 01 | STATEN ISLAND | 1005 | RICHMOND ROAD | 00847 | 00040 | 5021885 | A1 | J | P/E DISAPPROVED | 2003-10-21 | OTHER | 502 | [7 empty] | X | [7 empty] | X |  |  | X | GC | JOSEPH LOCCISANNO | RA | 0027142 | Y | 2003-10-21 | 2003-10-21 | 2003-10-21 | 2003-10-21 | 0 | 0 | 35000 | 579 | STANDARD | 2140 |  |  | 0 | 0 | 1 | 18 | 0 |  | RES | COM | R1-2 |  |  |  | INDIVIDUAL |  | MICHAEL TRIFARO | NA | 2749 HYLAN BLVD | STATEN ISLAND NY 10306 | 7189674123 | CONVERT EXISTING RESIDENCE INTO MEDICAL OFFICE. CONSTRUCT EXTERIOR RAMP FOR HANDICAP ACCESSIBILITY. PROVIDE ONE VAN ACCESSIBLE HANDICAP PARKING SPACE WITHIN EXISTING PAVED DRIVE
500650654 | 01 | STATEN ISLAND | 65 | LANDER AVENUE | 01594 | 00043 | 5031325 | A1 | P | APPROVED | 2003-10-22 | 1-2-3 FAMILY | 502 | [7 empty] | X | [9 empty] | X | X | GC | LEONARD RAMPULLA | RA | 0018963 | Y | 2003-10-22 | 2003-10-22 | 2003-10-22 | 2003-10-22 | 2003-10-22 | 0 | 92333 | 813.01 | STANDARD | 3801 | Y | Y | 1013 | 0 | 2 | 25 | 1 |  | RES | J-3 | R3-2 |  |  |  | INDIVIDUAL |  | JOSEPHINE HOEY | NA | 1662 FOREST AVENUE | STATEN ISLAND NY 10314 | 7189838220 | HORIZONTAL AND VERTICAL ENLARGEMENT AT FIRST AND SECOND FLOOR REAR. (1) 11' CURB CUT W/ 2 18" SPLAYS ON THE EAST SIDE OF RENEE PLACE, 85' NORTH OF LANDO
500650725 | 01 | STATEN ISLAND | 463 | INGRAM AVENUE | 00734 | 00069 | 5018616 | A1 | P | APPROVED | 2003-10-22 | 1-2-3 FAMILY | 501 | [7 empty] | X | [10 empty] | X | GC | RONALD VICTORIO | RA | 0017206 | Y | 2003-10-22 | 2003-10-22 | 2003-10-22 | 2003-10-22 | 2003-10-22 | 0 | 25000 | 335 | STANDARD | 2000 |  | Y | 1135 | 0 | 3 | 27 | 2 |  | J-3 | RES | R3-2 |  |  |  | INDIVIDUAL |  | MICHAEL J MARGIOTTA | N/A | 38 NORTE DAME AVENUE | SI NY 10308 | 7183562592 | ADDITION OF A 2ND. AND 3RD. FLOOR STORIE S CONVERTING A 1 FAMILY DETACHE RESIDENCE TO A 2 FAMILY DETACHED RESIDE NCE.
500650574 | 01 | STATEN ISLAND | 164 | BUEL AVENUE | 03538 | 00129 | 5050774 | A1 | P | APPROVED | 2003-10-23 | 1-2-3 FAMILY | 502 | [6 empty] | Y | X | [10 empty] | X | GC | DAVID L BUSINELLI | RA | 0025074 | Y | 2003-10-23 | 2003-10-23 | 2003-10-23 | 2003-10-23 | 2003-10-23 | 0 | 35000 | 405.69 | STANDARD | 3240 |  | Y | 1300 | 0 | 2 | 25 | 1 |  | J-3 | J-3 | R3-2 |  |  |  | INDIVIDUAL |  | PAUL BAGHA | N/A | 164 BUEL AVE | STATEN ISLAND NY 10304 | 7189806363 | NEW SECOND STORY ADDITION AND ONE CAR GARAGE
500651001 | 01 | STATEN ISLAND | 211 | THORNYCROFT AVENUE | 05289 | 00059 | 5067917 | A1 | P | APPROVED | 2003-10-23 | 1-2-3 FAMILY | 503 | [7 empty] | X | [9 empty] | X | X | GC | LISA AMOIA | RA | 0023785 | Y | 2003-10-23 | 2003-10-23 | 2003-10-23 | 2003-10-23 | 2003-10-23 | 0 | 14500 | 414.66 | STANDARD | 3035 | Y | Y | 1145 | 0 | 2 | 21 | 1 |  | RES | RES | R3A |  |  | SR | INDIVIDUAL |  | PAUL GUZZI | N/A | 211 THORNYCROFT AVE | STATENISLAND NY 10312 | 9178070726 | PROPOSED TO ADD A SECOND STORY ON EXISTI NG ONE STORY + CELLAR ONE FAMIL RESIDENCE.ALTERATION ALSO TO INCLUDE SMA LL ONE STORY ADDITION AT FIRST FLOOR R AR.C.C.LOCATION:NORTH SIDE THORNY CROFT AVE 315'WEST OF THE CORNER OF KING STREE T AND THORNYCROFT STREET THEN 10'CC
500650967 | 01 | STATEN ISLAND | 54 | STUYVESANT AVENUE | 05615 | 00026 | 5074742 | A1 | P | APPROVED | 2003-10-24 | 1-2-3 FAMILY | 503 | [7 empty] | X | [10 empty] | X | GC | CHARLES MAGRINO | RA | 0010291 | Y | 2003-10-24 | 2003-10-24 | 2003-10-24 | 2003-10-24 | 2003-10-24 | 0 | 10000 | 313.69 | STANDARD | 3975 | Y | Y | 1616 | 0 | 2 | 20 | 1 |  | RES | J-3 | R3A |  |  | SR | INDIVIDUAL |  | TIM QUINN | N/A | 54 STUYVESANT AVE | STATEN ISLAND NY 10312 | 7183175296 | CONSTRUCTION NEW TWO STORY ADDITION AT R EAR OF BUILDING AND ONE STORY A DITION AT FRONT.MISCELLANEOUS PARTITION AND PLUBING WORK THROUGHOUT AS INDICATED ON PLANS.
103594497 | 01 | MANHATTAN | 109 | EAST 50 STREET | 01305 | 00001 | 1036450 | A2 | J | P/E DISAPPROVED | 2003-10-24 | OTHER | 105 |  | Y |  |  |  |  | Y | [11 empty] | X | TEMP TENT | Byron Bell | RA | 0008902 |  | 2003-10-20 | 2003-10-20 | 2003-10-20 | 2003-10-21 | 0 | 0 | 30000 | 397.5 | EXEMPT | 0 |  |  | 0 | 0 | 5 | 68 | 0 |  | F-1B |  | C5-3 | C5-2.5 |  | MID | CORPORATE | Y | Raymond A McGarrigle | St. Bartholomew's Church | 109 East 50th Street | NY NY 10022 | 2123780266 | Temporary installation of tent for Saint Bartholomew's Church from November 1, 2003 through March 31, 2004. No change to use, egress or occupancy.
103595067 | 01 | MANHATTAN | 1450 | BROADWAY | 00993 | 00047 | 1022568 | A2 | F | ASSIGNED TO P/E | 2003-10-21 | OTHER | 105 | [18 empty] | X | GC | RONALD VARGO | RA | 0020799 |  | 2003-10-20 | 2003-10-20 | 2003-10-20 | 2003-10-21 | 0 | 0 | 12000 | 212.1 | STANDARD | 0 |  |  | 0 | 0 | 0 | 0 | 0 | [7 empty] | CORPORATE |  | DAVID A STURNER | 1450 BRDWAY.ASSOCS.MURRY HILL/PR | 140 6TH AVE | N.Y. NY 10036 | 2129444747 | GENERAL CONSTRUCTION-INTERIOR PATTITIONS AS SHOWN ON DRAWINGS FILED. NO CHANG IN USE EGRESS OR OCCUPANCY
103594424 | 01 | MANHATTAN | 155 | WEST 21 STREET | 00797 | 00009 | 1014764 | A2 | P | APPROVED | 2003-10-22 | OTHER | 104 | [18 empty] | X | EXCAVATION | LOUIS SANCHEZ | PE | 0046307 |  | 2003-10-20 | 2003-10-20 | 2003-10-20 | 2003-10-21 | 2003-10-22 | 0 | 25000 | 346 | STANDARD | 0 |  |  | 0 | 0 | 0 | 0 | 0 | [7 empty] | CORPORATE |  | KENNETH MARKS | ARLOU PARKING CORP. | 161 W 21ST STREET | NEW YORK NY 10011 | 2129293767 | EXCAVATION AND UNDERPINNING. NO CHANGE IN USE, EGRESS OR OCCUPANCY.
103594433 | 01 | MANHATTAN | 88 | GRAND STREET | 00475 | 00056 | 1007082 | A2 | P | APPROVED | 2003-10-20 | OTHER | 102 | [6 empty] | Y | [8 empty] | X |  |  |  |  | Alta Indelman | RA | 0015385 | Y | 2003-10-20 | 2003-10-20 | 2003-10-20 | 0 | 2003-10-20 | 0 | 0 | 130 | STANDARD | 0 |  |  | 0 | 0 | 5 | 65 | 10 |  | RES |  | M1-5B |  |  |  | CORPORATE |  | Ursla Hegawisch | 33 Greene Street corp. | 33 Greene Street | New York NY 10013 | 2122793929 | It is proposed to install temporary construction fence as shown on plans. No change in use, egress or occupancy.
103595085 | 01 | MANHATTAN | 312 | WEST 34 STREET | 00757 | 00022 | 1013552 | A2 | J | P/E DISAPPROVED | 2003-10-24 | OTHER | 104 | [6 empty] | Y | [7 empty] | X | [5 empty] | Thomas J Fiskaa | PE | 0074657 |  | 2003-10-20 | 2003-10-20 | 2003-10-20 | 2003-10-24 | 0 | 0 | 1000 | 100 | STANDARD | 0 |  |  | 0 | 0 | 33 | 401 | 378 |  | J-2 |  | C6-4 |  |  |  | PARTNERSHIP |  | Jules Dempchick | West 34th Street, LLC, Suite 702 | 352 Park Avenue South | New York NY 10010 | 2124818200 | Propose to install new fire alarm devices. Install master coded IFA. Filing inconjuction with new building #101982240. No change to use, egress or occupancy.
103595520 | 01 | MANHATTAN | 131 | MERCER STREET | 00499 | 07501 | 1007627 | A2 | F | ASSIGNED TO P/E | 2003-10-21 | OTHER | 102 |  | Y |  |  |  |  | Y | X | [10 empty] | X | GC | David Hu | RA | 0019567 |  | 2003-10-20 | 2003-10-20 | 2003-10-20 | 2003-10-21 | 0 | 0 | 18000 | 273.9 | STANDARD | 0 |  |  | 0 | 0 | 6 | 75 | 10 |  | COM |  | M1-5A |  |  |  | INDIVIDUAL |  | Ingo Schmidt | N/A | 131 Mercer Street | New York NY 10012 | 2125336182 | Interior renovation of an artist joint living and working quarter number 3A. Architectural and plumbing work. There is to be no change of use, occupancy or egress under this application.
103596324 | 01 | MANHATTAN | 179 | EAST 115 STREET | 01643 | 00031 | 1052248 | A2 | J | P/E DISAPPROVED | 2003-10-22 | OTHER | 111 | [7 empty] | X | X | [9 empty] | X | CONSTRUCTION | LUIS DEPASQUALE | RA | 0019304 |  | 2003-10-20 | 2003-10-20 | 2003-10-20 | 2003-10-21 | 0 | 0 | 18000 | 273.9 | STANDARD | 0 |  |  | 0 | 0 | 1 | 18 | 0 |  |  |  | R7-2 |  |  |  | INDIVIDUAL |  | GALINA GAVRILYUK | GAP-VIP INC. | 2045 HOLLAND AVENUE #3E | BRONX NY 10462 | 6462836393 | PIZZA SHOP INSTALLATION. PLUMBING AND OVEN VENTILATION. NO CHANGE TO EGRESS, USE OR OCCUPANCY.
103594442 | 01 | MANHATTAN | 366 | BROOME STREET | 00479 | 00039 | 1007173 | A2 | R | PERMIT-ENTIRE | 2003-10-23 | OTHER | 102 | [7 empty] | X | [10 empty] | X | GEN CONST | PAUL K HINKLEY, 1 | PE | 0049789 |  | 2003-10-20 | 2003-10-20 | 2003-10-20 | 2003-10-21 | 2003-10-22 | 2003-10-23 | 10000 | 191.5 | STANDARD | 0 |  |  | 0 | 0 | 5 | 55 | 22 | [7 empty] | PARTNERSHIP |  | ROCCO RUTIGILANO, 362 | 362/366 BROOME STREET | 729 EAST 140TH STREET | BRONX NY 10454 | 7185858300 | INSTALLING PARTITIONS AND REPLACING PLUM BING FIXTURES WITH NEW ON EXIST NG ROUGHING. NO CHANGE OF USE, EGRESS OR OCCUPANCY.
103594665 | 01 | MANHATTAN | 59 | FOURTH AVENUE | 00555 | 00011 | 1008955 | A2 | J | P/E DISAPPROVED | 2003-10-22 | OTHER | 103 | [18 empty] | X | GEN. CONST | EDWARD MILLS | RA | 0012052 |  | 2003-10-20 | 2003-10-20 | 2003-10-20 | 2003-10-21 | 0 | 0 | 30000 | 397.5 | STANDARD | 0 |  |  | 0 | 0 | 0 | 0 | 0 | [7 empty] | CORPORATE |  | PATRICK CURLEY | FOURTH AVENUE LOFT CORP. | 59 FOURTH AVENUE | NEW YORK NY 10003 | 2125338752 | DEMOLITION AND INSTALLATION OF INTERIOR PARTITIONS AS SHOWN ON PLANS. NO CHANGE OF USE, EGRESS OR OCCUPANCY.
103595361 | 01 | MANHATTAN | 689 | FIFTH AVENUE | 01290 | 00001 | 1035741 | A2 | Q | PERMIT-PARTIAL | 2003-10-21 | OTHER | 105 |  | Y |  |  |  |  | Y | [11 empty] | X | ARCHITECTURAL | Julia Monk | RA | 0016221 | Y | 2003-10-20 | 2003-10-20 | 2003-10-20 | 0 | 2003-10-20 | 0 | 850000 | 8843.5 | STANDARD | 0 |  |  | 0 | 0 | 14 | 168 | 0 |  | E |  | C5-3 |  |  | MID | CORPORATE |  | Steve Sonitis | Vornado Office Management | 888 Seventh Avenue | New York NY 10019 | 2128947000 | Architectural changes on 6th floor as indicated on drawings. No change in use, occupancy or egress under this application.
103595539 | 01 | MANHATTAN | 25 | CENTRAL PARK WEST | 01115 | 07501 | 1076225 | A2 | F | ASSIGNED TO P/E | 2003-10-21 | OTHER | 107 |  | Y |  |  |  |  | Y | X | [10 empty] | X | GC | Erika Belsey | RA | 0024399 |  | 2003-10-20 | 2003-10-20 | 2003-10-20 | 2003-10-21 | 0 | 0 | 45000 | 552 | STANDARD | 0 |  |  | 0 | 0 | 33 | 300 | 404 |  | RES |  | R10A | C4-7 |  | L |  |  | Samuel Lewis | The Century Condominium | 25 Central Park West | New York NY 10023 | 2122651608 | Interior renovation and combination of apartments 6E and 6F. Architectural and plumbing work. There is no change of use, egress or occupancy under this application.
103594790 | 01 | MANHATTAN | 415 | EAST 37 STREET | 00969 | 07501 | 1076168 | A2 | F | ASSIGNED TO P/E | 2003-10-21 | OTHER | 106 | [6 empty] | Y | X | [10 empty] | X | GC | Vincent Stramandinoli | PE | 0056777 |  | 2003-10-20 | 2003-10-20 | 2003-10-20 | 2003-10-21 | 0 | 0 | 50000 | 603.5 | STANDARD | 0 |  |  | 0 | 0 | 44 | 460 | 410 |  | J-2 |  | C1-9 |  |  |  | CORPORATE |  | Jack Kelly | The Horizon Condominium | 415 East 37th Street | New York NY 10016 | 2125457810 | The work shall include the partial removal and installation of drywall partitions as well as installation of new washer/dryer and steamer on existing roughing, replacing bathroom fixtures on existing roughing in apartment "33D" as per plans filed herewith. NO CHANGE IN USE, OCCUPANCY OR EGRESS.
103594665 | 02 | MANHATTAN | 59 | FOURTH AVENUE | 00555 | 00011 | 1008955 | A2 | J | P/E DISAPPROVED | 2003-10-22 | OTHER | 103 | [7 empty] | X | X |  |  |  |  | X | [6 empty] | NINO D'ANTONIO | PE | 0070920 |  | 2003-10-20 | 2003-10-20 | 2003-10-20 | 0 | 0 | 0 | 31000 | 407.8 | STANDARD | 0 |  |  | 0 | 0 | 8 | 92 | 0 |  | RES |  | C6-1 | [10 empty] | INSTALLING MECHANICAL, PLUMBING AND SPRI NKLER SYSTEM AS SHOWN ON PLANS. NO CHANGE OF USE, EGRESS OR OCCUPANCY.
103596333 | 01 | MANHATTAN | 499 | 7 AVENUE | 00812 | 00006 | 1015236 | A2 | P | APPROVED | 2003-10-20 | OTHER | 105 | [7 empty] | X | [10 empty] | X | GEN CONST | ALBERT CHEN | RA | 0020257 | Y | 2003-10-20 | 2003-10-20 | 2003-10-20 | 0 | 2003-10-20 | 0 | 60000 | 706.5 | STANDARD | 0 |  |  | 0 | 0 | 25 | 250 | 0 | [7 empty] | CORPORATE |  | GORDON GIRVIN | ASURER | 499 7TH AVENUE | NEW YORK NY 10018 | 9173390344 | INSTALLATION OF PLUMBING WORK AND PARTIT IONS ON EXISTING RESTAURAN T SPACE. NO CHANGE IN USE, EGRESS OR OCC UPANCY.
103595405 | 01 | MANHATTAN | 560 | WEST 192 STREET | 02161 | 00114 | 1063886 | A2 | P | APPROVED | 2003-10-21 | OTHER | 112 | [11 empty] | X | [8 empty] | ROBERT F GERMAIN | PE | 0047135 |  | 2003-10-20 | 2003-10-20 | 2003-10-20 | 2003-10-21 | 2003-10-21 | 0 | 3000 | 100 | STANDARD | 0 |  |  | 0 | 0 | 0 | 0 | 0 | [7 empty] | CORPORATE |  | DONALD R ENSMINGER | KARDIA 192 RLTY CORP. | 305 E 204TH STREET | BRONX NY 10467 | 7182310900 | CHANGE GRADE OF FUEL OIL FROM #6 OIL TO #4. NO CHANGE IN USE, EGRESS OR OCCUPANCY.
103595548 | 01 | MANHATTAN | 4 | TIMES SQUARE | 00995 | 00005 | 1085682 | A2 | P | APPROVED | 2003-10-20 | OTHER | 105 | [6 empty] | Y | [6 empty] | X | [6 empty] | Robert Derector | PE | 0054953 | Y | 2003-10-20 | 2003-10-20 | 2003-10-20 | 0 | 2003-10-20 | 0 | 3000 | 100 | STANDARD | 0 |  |  | 0 | 0 | 52 | 792 | 0 |  | E |  | C6-7 |  |  |  | CORPORATE |  | Naresh Kapadia | 42nd Street Development Project | 633 Third Avenue | New York NY 10017 | 2123914969 | Sprinkler work as shown on plans filed herewith. No change in use, egress or occupancy.
103595414 | 01 | MANHATTAN | 533 | EAST 84 STREET | 01581 | 00012 | 1082311 | A2 | J | P/E DISAPPROVED | 2003-10-21 | OTHER | 108 | [9 empty] | X | X | [9 empty] | ROBERT F GERMAIN | PE | 0047135 |  | 2003-10-20 | 2003-10-20 | 2003-10-20 | 2003-10-21 | 0 | 0 | 0 | 100 | STANDARD | 0 |  |  | 0 | 0 | 0 | 0 | 0 | [7 empty] | PARTNERSHIP |  | CHARLES MINTZ | 523-533 TENANTS CORP. | 820 2ND AVENUE | NEW YORK NY 10017 | 2124905000 | REPLACEMENT ONE NEW PL BOILER/BURNER. NO CHANGE IN USE, EGRESS OROCCUP ANCY.
103595557 | 01 | MANHATTAN | 4 | TIMES SQUARE | 00995 | 00005 | 1085682 | A2 | P | APPROVED | 2003-10-20 | OTHER | 105 | [6 empty] | Y | [6 empty] | X | [6 empty] | Robert Derector | PE | 0054953 | Y | 2003-10-20 | 2003-10-20 | 2003-10-20 | 0 | 2003-10-20 | 0 | 2000 | 100 | STANDARD | 0 |  |  | 0 | 0 | 52 | 792 | 0 |  | E |  | C6-7 |  |  |  | CORPORATE |  | Naresh Kapadia | 42nd Street Development Project | 633 Third Avenue | New York NY 10017 | 2123914969 | Sprinkler work as shown on plans filed herewith. No change in use, egress or occupancy.
103595361 | 02 | MANHATTAN | 689 | FIFTH AVENUE | 01290 | 00001 | 1035741 | A2 | Q | PERMIT-PARTIAL | 2003-10-21 | OTHER | 105 |  | Y |  |  |  |  | Y | X | X | [11 empty] | Charles Copeland | PE | 0045101 | Y | 2003-10-20 | 2003-10-20 | 2003-10-20 | 0 | 0 | 0 | 275000 | 2921 | STANDARD | 0 |  |  | 0 | 0 | 0 | 168 | 999 |  |  |  | C5-3 |  |  | MID | [7 empty] | Mechanical and plumbing changes on 6th floor as indicated on drawings. No change in use, occupancy or egress under this application.
103596342 | 01 | MANHATTAN | 324 | EAST 94 STREET | 01556 | 00038 | 1050294 | A2 | J | P/E DISAPPROVED | 2003-10-23 | OTHER | 108 | [7 empty] | X |  | X | [10 empty] | HON K CHOY | PE | 0054064 |  | 2003-10-20 | 2003-10-20 | 2003-10-20 | 2003-10-21 | 0 | 0 | 16000 | 253.3 | STANDARD | 0 |  |  | 0 | 0 | 5 | 50 | 16 | [7 empty] | CORPORATE |  | RAFAEL SASSOUNI | 94 REALTY LLC | 636 BROADWAY | NEW YORK NY 10012 | 2124754700 | INSTALL A NEW GAS BOILER, A HOT WATER BOILER AND A STORAGE TANK IN THE CELLAR. NO CHANGE IN USE, EGRESS OR OCCUPANCY.
103595450 | 01 | MANHATTAN | 18 | 1 AVENUE | 00429 | 00005 | 1005732 | A2 | R | PERMIT-ENTIRE | 2003-10-24 | OTHER | 103 | [9 empty] | X | X | [9 empty] | FRANK C MEDITZ, P.E | PE | 0079980 | Y | 2003-10-20 | 2003-10-20 | 2003-10-20 | 0 | 2003-10-22 | 2003-10-24 | 0 | 100 | STANDARD | 0 |  |  | 0 | 0 | 0 | 0 | 0 | [7 empty] | CORPORATE |  | ESTELLE WEINSTEIN | 18-20 FIRST AVENUE, INC. | 1345 3RD AVENUE | NEW YORK NY 10021 | 2122881999 | REPLACE BOILER AND OIL BURNER (NYC BOILER NO.47481-01). NO CHANGE IN EGRESS, OCCUPANCY OR USE UNDER THIS APPLICATION.
103595469 | 01 | MANHATTAN | 337 | EAST 90 STREET | 01553 | 00021 | 1050182 | A2 | R | PERMIT-ENTIRE | 2003-10-24 | OTHER | 108 | [9 empty] | X | X | [9 empty] | NEAL M RUDIKOFF | PE | 0050579 | Y | 2003-10-20 | 2003-10-20 | 2003-10-20 | 0 | 2003-10-20 | 2003-10-24 | 0 | 100 | STANDARD | 0 |  |  | 0 | 0 | 0 | 0 | 0 | [7 empty] | CORPORATE |  | ALVIN GLICK | TRIO 90 LLC. | 1345 3RD AVENUE | NEW YORK NY 10021 | 2122881208 | REPLACE BOILER AND OIL BURNER (NYC BOILER NO. MD40600-01). NO CHANGE IN EGRESS, OCCUPANCY OR USE UNDER THIS APPLICATION.
103595478 | 01 | MANHATTAN | 506 | LENOX AVENUE | 01733 | 00001 | 1053899 | A2 | P | APPROVED | 2003-10-20 | OTHER | 110 | [7 empty] | X | X | [9 empty] | X | GEN.CONSTRUCTN. | EMANUEL KAMBANIS | RA | 0028318 | Y | 2003-10-20 | 2003-10-20 | 2003-10-20 | 0 | 2003-10-20 | 0 | 100000 | 1118.5 | EXEMPT | 0 |  |  | 0 | 0 | 18 | 231 | 0 |  |  |  | R7-2 |  |  |  | GOVERNMENT |  | EDWARD CHANG | METROPOLITAN HOSPITAL | 1901 1ST AVENUE | NEW YORK NY 10029 | 2124237888 | INSTALLATION OF NEW INTERIOR PARTITIONS AND FINISHES, NEW PLUMBING FIXTURES ABD EQUIPMENT AND DEMOLISH INTE RIOR NON-BEARING PARTITIONS TO EXIST ING COFFEE SHOP. NO CHANGE IN USE, EGRES S OR OCCUPANCY.
103595487 | 01 | MANHATTAN | 1780 | BROADWAY | 01029 | 00014 | 1024902 | A2 | Q | PERMIT-PARTIAL | 2003-10-24 | OTHER | 105 | [7 empty] | X | [10 empty] | X | GEN.CONSTRUCTN. | EMANUEL KAMBANIS | RA | 0028318 | Y | 2003-10-20 | 2003-10-20 | 2003-10-20 | 0 | 2003-10-20 | 0 | 50000 | 603.5 | STANDARD | 0 |  |  | 0 | 0 | 12 | 120 | 0 | [7 empty] | CORPORATE |  | ANTHONY RUSSO | CIRCLE PROPERTIES LLC | 445 PARK AVENUE | NEW YORK NY 10022 | 2124868500 | INTERIOR RENOVATION, PLUMBING WORK AS PER PLANS SUBMITTED HEREWITH. NO CHANGE IN USE, EGRESS OR OCCUPANCY.
103594825 | 01 | MANHATTAN | 75 | 9 AVENUE | 00713 | 00001 | 1012541 | A2 | P | APPROVED | 2003-10-22 | OTHER | 104 | [13 empty] | X | [6 empty] | ARTHUR A METZLER | PE | 0076082 |  | 2003-10-20 | 2003-10-20 | 2003-10-20 | 2003-10-21 | 2003-10-22 | 0 | 145000 | 1582 | STANDARD | 0 |  |  | 0 | 0 | 0 | 0 | 0 |  | COM |  | M1-5 |  |  |  | PARTNERSHIP |  | IRWIN COHEN | ATC MGMT | 75 9TH AVENUE | NEW YORK NY 10011 | 2122436005 | MODIFICATION OF SPRINKLER SYSTEM 6TH FLOOR MEZZ AS INDICATED ON DRAWINGS. NO CHANGE IN USE, EGRESS OR OCCUPANCY.
103595496 | 01 | MANHATTAN | 100 | BANK STREET | 00634 | 00023 | 1011901 | A2 | R | PERMIT-ENTIRE | 2003-10-24 | OTHER | 102 |  | Y |  |  |  |  | Y | X |  | X | X | [9 empty] | NEAL M RUDIKOFF | PE | 0050579 | Y | 2003-10-20 | 2003-10-20 | 2003-10-20 | 0 | 2003-10-20 | 2003-10-24 | 8000 | 270.9 | STANDARD | 0 |  |  | 0 | 0 | 6 | 60 | 52 |  | J-2 |  | C1-6 | C2-6 |  |  | CORPORATE |  | NANCY STEARNS | 100 BANK STREET OWNERS CORP. | 404 PARK AVENUE SOUTH | NEW YORK NY 10016 | 2124477000 | REPLACE BOILER AND GAS/OIL BURNER (NYC BOILER NO. 13404-01). INSTALL GAS HOT WATER BOILER AND THREE (3) STORAGE TANKS. NO CHANGE IN EGRESS, OCCUPANCY OR USE UNDER THIS APPLICATION.
103594718 | 01 | MANHATTAN | 90 | BROAD STREET | 00010 | 00016 | 1000025 | A2 | R | PERMIT-ENTIRE | 2003-10-24 | OTHER | 101 | [6 empty] | Y | [11 empty] | X | GEN. CONST. | Matt S Markowitz | RA | 0022409 | Y | 2003-10-20 | 2003-10-20 | 2003-10-20 | 0 | 2003-10-20 | 2003-10-24 | 110000 | 1221.5 | STANDARD | 0 |  |  | 0 | 0 | 24 | 240 | 0 |  | E |  | C5-5 |  |  |  | CORPORATE |  | Michael Taub | 90 Broad LLC | 90 Broad Street, 19th Floor | New York NY 10004 | 2126031610 | CONVERT MULTI TENANT FLOOR TO SINGLE TENANT FLOOR. PARITION AND CEILING MODIFICIATION AS PER PLANS. NO CHANGE IN USE, EGRESS OR OCCUPANCY.
103595502 | 01 | MANHATTAN | 47 | WEST 57 STREET | 01273 | 00007 | 1035063 | A2 | Q | PERMIT-PARTIAL | 2003-10-24 | OTHER | 105 | [6 empty] | Y | X |  | X | [8 empty] | X | GEN.CONSTRUCTN. | NEAL M RUDIKOFF | PE | 0050579 | Y | 2003-10-20 | 2003-10-20 | 2003-10-20 | 0 | 2003-10-20 | 0 | 15000 | 243 | STANDARD | 0 |  |  | 0 | 0 | 7 | 70 | 0 |  | E |  | C5-3 |  |  |  | PARTNERSHIP |  | DAVID KRISS | VP 57 LLC | 47 WEST 57TH STREET | NEW YORK NY 10019 | 2128383463 | REPLACE OIL FIRED BOILER WITH GAS BOILER AND GAS HOT WATER HEATER (NYC BOILER # 82672-01) AND REMOVE OIL TANK. NO CHANGE IN EGRESS, OCCUPANCY OR USE UNDER THIS APPLICATION.
103594834 | 01 | MANHATTAN | 75 | 9 AVENUE | 00713 | 00001 | 1012541 | A2 | F | ASSIGNED TO P/E | 2003-10-22 | OTHER | 104 | [13 empty] | X | [6 empty] | ARTHUR A METZLER | PE | 0076082 |  | 2003-10-20 | 2003-10-20 | 2003-10-20 | 2003-10-22 | 0 | 0 | 145000 | 1582 | STANDARD | 0 |  |  | 0 | 0 | 0 | 0 | 0 |  | COM |  | M1-5 |  |  |  | PARTNERSHIP |  | IRWIN COHEN | ATC MGMT | 75 9TH AVENUE | NEW YORK NY 10011 | 2122436005 | MODIFICATION OF SPRINKLER SYSTEM ON THE 2ND AND 3RD FLOORS AS INDICATED ON DRAWINGS. NO CHANGE IN USE, EGRESS OR OCCUPANCY. NO CHANGE TO LL#5/73 COMPLI ANCE.
103594727 | 01 | MANHATTAN | 1121 | MADISON AVENUE | 01495 | 00049 | 1046787 | A2 | R | PERMIT-ENTIRE | 2003-10-21 | OTHER | 108 | [6 empty] | Y | [8 empty] | X |  |  | X | GEN. CONST | Christopher Carrano | RA | 0025077 | Y | 2003-10-20 | 2003-10-20 | 2003-10-20 | 0 | 2003-10-20 | 2003-10-21 | 15000 | 373 | STANDARD | 0 |  |  | 0 | 0 | 16 | 143 | 59 |  | RES | RES | C5-1 |  |  |  | CORPORATE |  | Benard Freedman | Madison @ 84th Tenants Corp. | c/o Penmark Realty | New York NY 10028 | 2128764200 | Minor storefront work and installation of temporary fence as indicated on plans filed herewith. No change in use, egress or occupancy.
103595511 | 01 | MANHATTAN | 268 | CANAL STREET | 00196 | 00013 | 1002344 | A2 | P | APPROVED | 2003-10-22 | OTHER | 101 |  | Y | [16 empty] | X | GEN.CONSTRUCTN. | ANDREW KNOX | RA | 0022216 |  | 2003-10-20 | 2003-10-20 | 2003-10-20 | 2003-10-21 | 2003-10-22 | 0 | 1000 | 100 | STANDARD | 0 |  |  | 0 | 0 | 0 | 0 | 0 | [7 empty] | CORPORATE |  | JANE Y ENG. ES | CHINATOWN HEALTH CLINIC FOUNDATI | 125 WALKER STREET, 2ND FLOOR | NEW YORK NY 10012 | 2122268866 | PARTITION WORK AT THE THIRD FLOOR IN CON JUNCTION WITH PLUMBING WORK AT HE THIRD THIRD FLOOR AND CELLAR AND MECH ANICAL WORK AT THE THIRD FLOOR. NO CHAN E IN USE, EGRESS OR OCCUPANCY.
103595511 | 02 | MANHATTAN | 268 | CANAL STREET | 00196 | 00013 | 1002344 | A2 | P | APPROVED | 2003-10-22 | OTHER | 101 | [7 empty] | X | X | [11 empty] | LASZLO BODAK | PE | 0045265 |  | 2003-10-20 | 2003-10-20 | 2003-10-20 | 0 | 0 | 0 | 3000 | 100 | STANDARD | 0 |  |  | 0 | 0 | 6 | 67 | 0 |  |  |  | M1-5 | [10 empty] | MINOR PLUMBING AND HVAC MODIFICATIONS TO BE PERFORMED AS PER PLANS FILED HEREWITH. THERE WILL BE NO CHANGE IN USE EGRESS OR OCCUPANCY.
103595511 | 03 | MANHATTAN | 268 | CANAL STREET | 00196 | 00013 | 1002344 | A2 | P | APPROVED | 2003-10-22 | OTHER | 101 | [18 empty] | X |  | ROBERT SILMAN | PE | 0041866 |  | 2003-10-20 | 2003-10-20 | 2003-10-20 | 0 | 0 | 0 | 65000 | 758 | STANDARD | 0 |  |  | 0 | 0 | 0 | 0 | 0 | [14 empty] | STRUCTURAL WORK AT THE ABOVE REFERENCE A DDRESS AS PER PLANS FILED HEREW TH. THERE WILL BE ON CHANGE IN USE, EGRE SS OR OCCUPANCY.
103595628 | 01 | MANHATTAN | 727 | FIFTH AVENUE | 01292 | 00069 | 1035792 | A2 | J | P/E DISAPPROVED | 2003-10-24 | OTHER | 105 | [14 empty] | X | [5 empty] | MORDECHAI CHETRIT | PE | 0052439 |  | 2003-10-20 | 2003-10-20 | 2003-10-20 | 2003-10-24 | 0 | 0 | 80000 | 912.5 | STANDARD | 0 |  |  | 0 | 0 | 0 | 0 | 0 | [7 empty] | CORPORATE |  | ROBERT DELFGAW | TIFFANY & COMPANY | 727 5TH AVENUE | NEW YORK NY 10022 | 2126054017 | UPGRADING THE EXISTING CLASS 'E' FIRE ALARM SYSTEM INCLUDING THE INSTA LLATION OF NEW DATA GATHERING PANELS AND NEW FIRE COMMAND STATION, TERMINALS, BOXES AND COMPONENTS. NO CHANGE IN USE, EGRESS OR OCCUPANCY.
103594843 | 01 | MANHATTAN | 2 | PARK AVENUE | 00862 | 00029 | 1017019 | A2 | R | PERMIT-ENTIRE | 2003-10-23 | OTHER | 105 | [6 empty] | Y | [11 empty] | X | PARTITIONS | Robert T Sutter | RA | 0017187 | Y | 2003-10-20 | 2003-10-20 | 2003-10-20 | 0 | 2003-10-21 | 2003-10-23 | 400000 | 4208.5 | STANDARD | 0 |  |  | 0 | 0 | 30 | 349 | 0 |  | E |  | C5-3 | C5-2 |  |  | CORPORATE |  | Steve Sonitis | Vornado Two Park Company | 2 Park Avenue | New York NY 10016 | 2128947000 | Partition changes on the 20th, 21st & 22nd floors as indicated on drawings. No change in use, egress or occupancy. No change to LL#5/73 compliance.
103595637 | 01 | MANHATTAN | 231 | MOTT STREET | 00494 | 00024 | 1007496 | A2 | R | PERMIT-ENTIRE | 2003-10-23 | OTHER | 102 | [6 empty] | Y | [11 empty] | X | GEN.CONSTRUCTN. | SHIMING TAM | RA | 0018525 | Y | 2003-10-20 | 2003-10-20 | 2003-10-20 | 0 | 2003-10-20 | 2003-10-23 | 8000 | 170.9 | STANDARD | 0 |  |  | 0 | 0 | 5 | 55 | 10 |  | RES |  | C6-2 |  |  | LI | CORPORATE |  | SELINA SHIH | HOP YICK C | 39 BOWERY, SUITE#918 | NEW YORK NY 10002 | 2124069280 | MINOR PARTITION & CEILLING WORK, REFURBISH EXISTING RESIDENTIAL UNIT AT 3RD FLOOR. NO CHANGE IN USE, EGRESS OR OCCUPANCY.
103595566 | 01 | MANHATTAN | 232 | WEST 29 STREET | 00778 | 00057 | 1080553 | A2 | F | ASSIGNED TO P/E | 2003-10-22 | OTHER | 105 | [6 empty] | Y | X |  |  |  |  | X | X | [6 empty] | Gene Kaufman | RA | 0017030 |  | 2003-10-20 | 2003-10-20 | 2003-10-20 | 2003-10-22 | 0 | 0 | 3000 | 100 | STANDARD | 0 |  |  | 0 | 0 | 11 | 1 | 0 |  | J-1 |  | M1-5 |  |  |  | PARTNERSHIP |  | Sam Chang | Brisam Management, LLC | 92-92 Queens Boulevard | Rego Park NY 11374 | 7184598500 | Propose to install new sprinkler/standpipe system along with fire service on street as shown on drawings . No change to use, egress or occupancy. Filed in conjunction with NB#103504021
103594736 | 01 | MANHATTAN | 148 | WEST 23 STREET | 00798 | 00071 | 1014811 | A2 | J | P/E DISAPPROVED | 2003-10-24 | OTHER | 104 | [6 empty] | Y | X | [10 empty] | X | GEN. CONST. | Joern Truemper | RA | 0028260 |  | 2003-10-20 | 2003-10-20 | 2003-10-20 | 2003-10-21 | 0 | 0 | 20000 | 294.5 | STANDARD | 0 |  |  | 0 | 0 | 12 | 144 | 110 |  | RES |  | C6-2M |  |  |  | CORPORATE |  | Mary F Shaugnessey | 148 West 23rd Owners Inc. | 250 Park Ave South | New York NY 10003 | 2128133029 | Filing herewith plans to indicate minor interior renovation to an existing bathroom. No change to use egress or occupancy.
103594745 | 01 | MANHATTAN | 75 | 9 AVENUE | 00713 | 00001 | 1012541 | A2 | J | P/E DISAPPROVED | 2003-10-24 | OTHER | 104 | [14 empty] | X | [5 empty] | ARTHUR A METZLER | PE | 0076082 |  | 2003-10-20 | 2003-10-20 | 2003-10-20 | 2003-10-24 | 0 | 0 | 75000 | 861 | STANDARD | 0 |  |  | 0 | 0 | 0 | 0 | 0 | [7 empty] | PARTNERSHIP |  | IRWIN COHEN | ATC MANAGEMENT | 75 NINTH AVENUE | NEW YORK NY 10011 | 2122436005 | MODIFICATION OF FIRE ALARM SYSTEM ON THE 2ND AND 3RD FLOOR AS INDICATED ON DRAWINGS. NO CHANGE IN USE, EGRESS OR OCCUPANCY. NO CHANGE TO LL #5/73 COMPL ANCE.
103594754 | 01 | MANHATTAN | 55 | WEST 100 STREET | 01836 | 00001 | 1081297 | A2 | J | P/E DISAPPROVED | 2003-10-22 | OTHER | 107 | [7 empty] | X | [10 empty] | X | GEN. CONST. | EDWARD ARCARI | RA | 0020765 |  | 2003-10-20 | 2003-10-20 | 2003-10-20 | 2003-10-21 | 0 | 0 | 14500 | 243 | EXEMPT | 0 |  |  | 0 | 0 | 12 | 108 | 96 | [7 empty] | GOVERNMENT | Y | ANIL NIRODY | NYC HOUSING AUTHORITY | 90 5TH AVENUE | NEW YORK NY 10007 | 2123655442 | MAKE APT BARRIER FREE FOR HANDICAPPED ACCESSIBILITY. NO CHANGE IN USE, EGRESS OR OCCPANCY.
103594852 | 01 | MANHATTAN | 10 | COLUMBUS CIRCLE | 01049 | 00029 | 1026318 | A2 | F | ASSIGNED TO P/E | 2003-10-21 | OTHER | 104 | [6 empty] | Y | [11 empty] | X | CONST. | Mary Dietz | RA | 0015237 |  | 2003-10-20 | 2003-10-20 | 2003-10-20 | 2003-10-21 | 0 | 0 | 1800000 | 18628.5 | STANDARD | 0 |  |  | 0 | 0 | 54 | 750 | 0 |  | E |  | C6-6 |  |  |  | CORPORATE |  | Philip Pitruzzello | AOL Time Warner Inc | 75 Rockefellere Plaza | NY NY 10019 | 2124846732 | Installations of partitions and doors as per plans. No change to use, egress, or occupancy.
103595646 | 01 | MANHATTAN | 425 | PARK AVENUE | 01310 | 00001 | 1036505 | A2 | P | APPROVED | 2003-10-22 | OTHER | 105 | [18 empty] | X | GEN.CONSTRUCTN. | JOHN J PEREZ,JR.RA | RA | 0014650 |  | 2003-10-20 | 2003-10-20 | 2003-10-20 | 2003-10-21 | 2003-10-22 | 0 | 25000 | 346 | STANDARD | 0 |  |  | 0 | 0 | 0 | 0 | 0 | [7 empty] | PARTNERSHIP |  | JOSEPH A LAGANO | CUSHMAN & WAKEFIEDL,INC. | 51 WEST 52ND STREET | NEW YORK NY 10019 | 2128417576 | REMOVAL AND INSTALLATION OF INTERIOR NON LOAD BEARING PARTITIONS AND RELATED FINISHES AS PER PLANS FILED HERE WITH. NO CHANGE IN USE, EGRESS OR OCCUP NCY.
103595646 | 02 | MANHATTAN | 425 | PARK AVENUE | 01310 | 00001 | 1036505 | A2 | P | APPROVED | 2003-10-22 | OTHER | 105 | [8 empty] | X | [11 empty] | PAUL SORENSON | PE | 0079276 |  | 2003-10-20 | 2003-10-20 | 2003-10-20 | 0 | 0 | 0 | 10000 | 191.5 | STANDARD | 0 |  |  | 0 | 0 | 0 | 0 | 0 |  |  |  | C5-3 |  |  | MID | [7 empty] | MODIFICATION TO EXISTING HVAC SYSTEM AS PER PLANS FILED HEREWITH. NO CHANGE IN USE, EGRESS OR OCCUPANCY.
103595110 | 01 | MANHATTAN | 10 | COLUMBUS CIRCLE | 01049 | 00029 | 1026318 | A2 | F | ASSIGNED TO P/E | 2003-10-22 | OTHER | 104 | [6 empty] | Y | [6 empty] | X | [6 empty] | ROBERT BENAZZI | PE | 0050897 |  | 2003-10-20 | 2003-10-20 | 2003-10-20 | 2003-10-22 | 0 | 0 | 44000 | 541.7 | STANDARD | 0 |  |  | 0 | 0 | 54 | 750 | 0 |  | E |  | C6-6 |  |  |  | CORPORATE |  | Philip Pitruzzello | AOL Time Warner Inc | 75 Rockefellere Plaza | NY NY 10019 | 2124846732 | SPRINKLER HEAD INSTALLATION AS PER PLANS. NO CHANGE TO USE, EGRESS, OR OCCUPANCY.
103595655 | 01 | MANHATTAN | 2549 | BROADWAY | 01243 | 00013 | 1033694 | A2 | F | ASSIGNED TO P/E | 2003-10-21 | OTHER | 107 | [13 empty] | X | [6 empty] | LAWRENCE F GUTHARTZ | RA | 0018233 |  | 2003-10-20 | 2003-10-20 | 2003-10-20 | 2003-10-21 | 0 | 0 | 5000 | 140 | STANDARD | 0 |  |  | 0 | 0 | 0 | 0 | 0 |  | RES |  | C6-4 |  |  |  | PARTNERSHIP |  | GARY GERSTEN | MCDONALD'S | 105 EISENHOWER PARKWAY | ROSELAND NJ 07068 | 9732871407 | MODIFICATIONS OF EXISTING SPRINKLER SYSTEM, AS PER PLANS FILED HERE WITH. NO CHANGE IN USE, EGRESS OR OCCUPANCY.
103595664 | 01 | MANHATTAN | 731 | LEXINGTON AVENUE | 01313 | 00040 | 1086160 | A2 | J | P/E DISAPPROVED | 2003-10-24 | OTHER | 106 | [14 empty] | X | [5 empty] | DOUGLAS MASS | PE | 0058375 |  | 2003-10-20 | 2003-10-20 | 2003-10-20 | 2003-10-24 | 0 | 0 | 1000 | 100 | STANDARD | 0 |  |  | 0 | 0 | 0 | 0 | 0 | [7 empty] | PARTNERSHIP |  | STEVE SONITIS | 731 LIMITED PARTNERSHIP | 80 PARK WEST PLAZA LL | SADDLEBROOK NJ 07663 | 2015871000 | INSTALLATION OF PRE-ACTION FIRE ALARM SYSTEM FOR TENANT FITOUT, AS PER PLANS FILED HEREWITH. FILED IN CONJUNC TION WITH NB#102441350.
103595673 | 01 | MANHATTAN | 731 | LEXINGTON AVENUE | 01313 | 00040 | 1086160 | A2 | J | P/E DISAPPROVED | 2003-10-24 | OTHER | 106 | [14 empty] | X | [5 empty] | DOUGLAS MASS | PE | 0058375 |  | 2003-10-20 | 2003-10-20 | 2003-10-20 | 2003-10-24 | 0 | 0 | 1000 | 100 | STANDARD | 0 |  |  | 0 | 0 | 0 | 0 | 0 | [7 empty] | PARTNERSHIP |  | STEVE SONITIS | 731 LIMITED PARTNERSHIP | 80 PARK WEST PLAZA LL | SADDLEBROOK NJ 07663 | 2015871000 | INSTALLATION OF PRE-ACTION FIRE ALARM SYSTEM FOR TENANT FITOUT, AS PER PLANS FILED HEREWITH. FILED IN CONJUNCTI ON WITH NB #102441350.
103594763 | 01 | MANHATTAN | 407 | AMSTERDAM AVENUE | 01210 | 00004 | 1031753 | A2 | F | ASSIGNED TO P/E | 2003-10-21 | OTHER | 107 |  | Y |  |  |  |  | Y | [8 empty] | X |  |  | X | GEN. CONST. | Paul Gregory | RA | 0026717 |  | 2003-10-20 | 2003-10-20 | 2003-10-20 | 2003-10-21 | 0 | 0 | 10000 | 321.5 | STANDARD | 0 |  |  | 0 | 0 | 5 | 50 | 8 |  | RES |  | C2-7 |  |  |  | PARTNERSHIP |  | Sherdin Kern | 407 Amsterdam Realty Company | 2250 Broadway | New NY 10024 | 2127691147 | Install new storefront and retractable awning. Non-commercial sign on awning in accordance with Zoning Resolution 32-653. NO CHANGE IN USE, EGRESS OR OCCUPANCY.
103595129 | 01 | MANHATTAN | 1120 | PARK AVENUE | 01502 | 00033 | 1046991 | A2 | P | APPROVED | 2003-10-22 | OTHER | 108 | [6 empty] | Y | X | [10 empty] | X | GC | ALBERTO * FOYO-ESCRIBANO | RA | 0023268 | Y | 2003-10-20 | 2003-10-20 | 2003-10-20 | 0 | 2003-10-22 | 0 | 31000 | 407.8 | STANDARD | 0 |  |  | 0 | 0 | 20 | 189 | 74 |  | RES |  | R8B | R10 |  | PI | INDIVIDUAL |  | ANNE K GROVE |  | 15 WEST 53RD STREET | NY NY 10019 | 2127130093 | MINOR INTERIOR PARTITION CHANGES WITH PLUMBING WORK AS PER PLAN. THERE IS NO CHANGE TO USE, EGRESS OR OCCUANCY FILED.
103596315 | 01 | MANHATTAN | 2246 | 3 AVENUE | 01771 | 00033 | 1054415 | A2 | R | PERMIT-ENTIRE | 2003-10-23 | OTHER | 111 | [6 empty] | Y | [11 empty] | X | GC | David Oldham | RA | 0132861 | Y | 2003-10-20 | 2003-10-20 | 2003-10-20 | 0 | 2003-10-20 | 2003-10-23 | 25000 | 346 | STANDARD | 0 |  |  | 0 | 0 | 2 | 24 | 0 |  | COM |  | C4-4 | R7-2 |  |  | INDIVIDUAL |  | Gloria LoSchiavo |  | 185 East 122nd Street | New York NY 10035 | 2123695738 | Herewith filing application for interior alterations to Office Space B for Phase II only. Install new non-load bearing partition, interior finishes and hung ceiling at 2nd floor las per plans filed herewith. No change to use, egress, or occupancy.
103594772 | 01 | MANHATTAN | 205 | EAST 7 STREET | 00390 | 00052 | 1801982 | A2 | J | P/E DISAPPROVED | 2003-10-24 | OTHER | 103 | [6 empty] | Y | [7 empty] | X | [5 empty] | Chester Schiff | PE | 0026272 |  | 2003-10-20 | 2003-10-20 | 2003-10-20 | 2003-10-24 | 0 | 0 | 12000 | 212.1 | EXEMPT | 0 |  |  | 0 | 0 | 3 | 45 | 1 |  | F-1B |  | R7-2 |  |  |  | CORPORATE | Y | Taylor Field | East 7 Street Baptist Minist | 184 East 7th St | New York NY 10009 | 2126730471 | Install new fire alarm system for sprinkler system, smoke detection sytems for elevator recall, smoke purge and mechanical rooms. No change in use, occupancy or egress under this application.
103595156 | 01 | MANHATTAN | 20 | BROAD STREET | 00023 | 00050 | 1000816 | A2 | J | P/E DISAPPROVED | 2003-10-24 | OTHER | 101 | [14 empty] | X | [5 empty] | BRENDAN WEIDEN | PE | 0060971 |  | 2003-10-20 | 2003-10-20 | 2003-10-20 | 2003-10-24 | 0 | 0 | 25000 | 346 | STANDARD | 0 |  |  | 0 | 0 | 0 | 0 | 0 | [7 empty] | CORPORATE |  | STEVE SONITIS | VORANDO OFFICE MGMT LLC | 888 7TH AVENUE | NEW YORK NY 10019 | 2128947000 | MODIFICATIOND TO EXISTING FIRE ALARM SYSTEM AS PER PLANS FILED HERE WITH. NO CHANGE IN USE, EGRESS OR OCCUPANCY.
103594781 | 01 | MANHATTAN | 186 | RIVERSIDE DRIVE | 01251 | 00037 | 1034092 | A2 | J | P/E DISAPPROVED | 2003-10-24 | OTHER | 107 |  | Y |  |  |  |  | Y | X | [10 empty] | X | GEN. CONST. | Michael Zenreich | RA | 0016554 |  | 2003-10-20 | 2003-10-20 | 2003-10-20 | 2003-10-21 | 0 | 0 | 12000 | 212.1 | STANDARD | 0 |  |  | 0 | 0 | 15 | 150 | 211 |  | RES |  | R10A | R8 |  |  | CORPORATE |  | Fred Rosenberg | 186 Riverside Drive Corp. | 1749 Broadway | New York NY 10019 | 2122472603 | Renovation of apartment 1-B minor installation and removal of partitions and plumbing fixtures as per attached plans. NO CHANGE TO USE, EGRESS OR OCCUPANCY.
103595165 | 01 | MANHATTAN | 1177 | AVENUE OF THE AMERICAS | 00998 | 00029 | 1076173 | A2 | J | P/E DISAPPROVED | 2003-10-24 | OTHER | 105 | [14 empty] | X | [5 empty] | CLIFFORD DIAS | PE | 0053178 |  | 2003-10-20 | 2003-10-20 | 2003-10-20 | 2003-10-24 | 0 | 0 | 1000 | 100 | STANDARD | 0 |  |  | 0 | 0 | 0 | 0 | 0 | [7 empty] | PARTNERSHIP |  | RALPH DIRUGGIERO | 1177 AVE. OF THE AMERICAS | 1177 AVENUE OF THE AMERICAS | NEW YORK NY 10036 | 2127681177 | MODIFICATIONS TO EXISTING FIRE ALARM AS PER PLANS FILED HEREWITH. NO CHANGE IN USE, OCCUPANCY OR EGRESS.
103595708 | 01 | MANHATTAN | 54 | FRANKLIN STREET | 00172 | 00030 | 1001872 | A2 | F | ASSIGNED TO P/E | 2003-10-21 | OTHER | 101 |  | Y | [5 empty] | X | [8 empty] | X |  |  |  | ANTHONY E UGBEBOR | PE | 0071729 |  | 2003-10-20 | 2003-10-20 | 2003-10-20 | 2003-10-21 | 0 | 0 | 6000 | 150.3 | STANDARD | 0 |  |  | 0 | 0 | 6 | 66 | 8 | [7 empty] | CORPORATE |  | SOL FRIED | 54-56 MGMT CORP. | 111 BOWERY | NEW YORK NY 10002 | 2122269517 | EPPLACE EXISTING FIRE SUPPRESSION HOOD. NO CHANGE IN USE, EGRESS OR OCCUPANCY.
103587584 | 01 | MANHATTAN | 111 | 8 AVENUE | 00739 | 00001 | 1013043 | A2 | J | P/E DISAPPROVED | 2003-10-24 | OTHER | 104 | [6 empty] | Y | [7 empty] | X | [5 empty] | Jack A Green | PE | 0038964 |  | 2003-10-20 | 2003-10-20 | 2003-10-20 | 2003-10-24 | 0 | 0 | 3000 | 100 | STANDARD | 0 |  |  | 0 | 0 | 15 | 175 | 0 |  | E |  | M1-5 |  |  |  | PARTNERSHIP |  | Mr. John Soden | Taconic Management Company LLC | 111 Eighth Avenue | New York NY 10011 | 2122435060 | Modification of fire alarm system as per plans filed herewith. No change to use egress or occupancy under this application.
103594656 | 01 | MANHATTAN | 1633 | BROADWAY | 01022 | 00043 | 1024812 | A2 | J | P/E DISAPPROVED | 2003-10-24 | OTHER | 105 | [13 empty] | X | [6 empty] | MR JACK GREEN | PE | 0038964 |  | 2003-10-20 | 2003-10-20 | 2003-10-20 | 2003-10-21 | 0 | 0 | 30000 | 397.5 | STANDARD | 0 |  |  | 0 | 0 | 0 | 0 | 0 |  | COM |  | C6-7 |  |  |  | CORPORATE |  | MR RALPH DIRUGGIERO | PARAMOUNT GROUP | 1633 BROADWAY SUITE 1801 | N.Y. NY 10019 | 2122373115 | MODIFICATION TO EXISTING SPRINKLER SYSTE M AS PER PLANS NO CHANGE IN USE EGRESS OR OCCUPANCY
103595717 | 01 | MANHATTAN | 140 | EAST 40 STREET | 00895 | 00066 | 1019486 | A2 | J | P/E DISAPPROVED | 2003-10-23 | OTHER | 106 | [7 empty] | X | [10 empty] | X | ARCHITECTURAL | MARK MATTHEWS | RA | 0013433 |  | 2003-10-20 | 2003-10-20 | 2003-10-20 | 2003-10-21 | 0 | 0 | 50000 | 603.5 | STANDARD | 0 |  |  | 0 | 0 | 12 | 120 | 0 | [7 empty] | CORPORATE |  | CHRISTINE PITTEL | 14040 TENNENTS CORP. | 140 E 40 STREET | N.Y. NY 10016 | 2129722745 | DEMOLISH AND CONSTRUCT NEW INTERIOR PART IONS AND DOORS REMOVE AND REPLA EPLUMBING FIXTURESAND RELATED PIPING AS SHOWN ON DRAWINGS FILED HEREWITH NO CHANGE IN USE EGRESS OR OCCUPANCY
103595183 | 01 | MANHATTAN | 620 | 8 AVENUE | 01012 | 00001 | 1024641 | A2 | J | P/E DISAPPROVED | 2003-10-24 | OTHER | 105 | [6 empty] | Y | [7 empty] | X | [5 empty] | Gary Pomerantz | PE | 0062597 |  | 2003-10-20 | 2003-10-20 | 2003-10-20 | 2003-10-24 | 0 | 0 | 1000 | 100 | STANDARD | 0 |  |  | 0 | 0 | 52 | 840 | 0 |  | E |  | C6-7 | M1-6 | C6-6.5 | MID | GOVERNMENT |  | Naresh Kapadia | Empire State Development | 633 Third Avenue | New York NY 10017 | 2128033800 | Installation of fire alarm system as per plans filed herewith. No change in use, egress or occupancy. Filed in conjuction with NB#103145990.
103595192 | 01 | MANHATTAN | 620 | 8 AVENUE | 01012 | 00001 | 1024641 | A2 | J | P/E DISAPPROVED | 2003-10-22 | OTHER | 105 | [6 empty] | Y | [5 empty] | X | X | [6 empty] | Gary Pomerantz | PE | 0062597 |  | 2003-10-20 | 2003-10-20 | 2003-10-20 | 2003-10-22 | 0 | 0 | 2000 | 100 | STANDARD | 0 |  |  | 0 | 0 | 52 | 840 | 0 |  | E |  | C6-7 | M1-6 | C6-6.5 | MID | GOVERNMENT |  | Naresh Kapadia | Empire State Development | 633 Third Avenue | New York NY 10017 | 2128033800 | Installation of sprinkler and standpipe system as per plans filed herewith. No change in use, egress or occupancy. Filed in conjunction with NB#103145990.
103594843 | 02 | MANHATTAN | 2 | PARK AVENUE | 00862 | 00029 | 1017019 | A2 | Q | PERMIT-PARTIAL | 2003-10-23 | OTHER | 105 | [6 empty] | Y | X | X | [11 empty] | Robert Derector | PE | 0054953 | Y | 2003-10-20 | 2003-10-20 | 2003-10-20 | 0 | 0 | 0 | 445000 | 4672 | STANDARD | 0 |  |  | 0 | 0 | 0 | 349 | 1 |  |  |  | C5-3 | C5-2 | [9 empty] | Mechanical and plumbing changes on the 20th, 21st & 22nd floor as indicated on drawings. No change in use, egress or occupancy. No change to LL#5/73 compliance.
103596011 | 01 | MANHATTAN | 1069 | MADISON AVENUE | 01492 | 00049 | 1046638 | A2 | R | PERMIT-ENTIRE | 2003-10-22 | OTHER | 108 | [6 empty] | Y | [11 empty] | X | GEN. CONST. | JASBIR BHATTA | RA | 0020419 | Y | 2003-10-20 | 2003-10-20 | 2003-10-20 | 0 | 2003-10-20 | 2003-10-22 | 15000 | 243 | STANDARD | 0 |  |  | 0 | 0 | 12 | 125 | 0 |  | RES |  | C5-1 |  |  | PI | CORPORATE |  | ROBERT IJSO | 81ST REALTY CORPORATION | 1069 MADISON AVENUE | NEW YORK NY 10028 | 9737854088 | PROPOSE MINOR INTERIOR DEMOLITION, MINOR INTERIOR PARTITIONS, REPLACE PARTIAL HUNG CEILING TO EXISTING STORE ON FIRST FLOOR. NO CHANGE IN USE EGRESS AND OCCUPANCY
103595726 | 01 | MANHATTAN | 350 | FIFTH AVENUE | 00835 | 00041 | 1015862 | A2 | J | P/E DISAPPROVED | 2003-10-24 | OTHER | 105 |  | Y | [12 empty] | X | [5 empty] | MR JEFFREY PENCEK | RA | 0025639 |  | 2003-10-20 | 2003-10-20 | 2003-10-20 | 2003-10-24 | 0 | 0 | 2000 | 100 | STANDARD | 0 |  |  | 0 | 0 | 0 | 0 | 0 | [7 empty] | PARTNERSHIP |  | STEPHEN A TOLE | EMPIRE STATE BUILDING CO LLC | 350 5TH AVE SUITE 3210 | N.Y. NY 10118 | 2127363100 | MODIFICATIONS TO EXISTING FIRE ALARM SYS TEM AS PER PLANS FILED HEREWI NO CHANGE IN USE EGRESS OR OCCUPANCY
103595771 | 01 | MANHATTAN | 119 | WEST 120 STREET | 01905 | 00120 | 1057666 | A2 | J | P/E DISAPPROVED | 2003-10-24 | OTHER | 110 | [7 empty] | X | X | [9 empty] | X | GEN.CONSTRUCTN. | REGINALD THOMAS | RA | 0024910 |  | 2003-10-20 | 2003-10-20 | 2003-10-20 | 2003-10-21 | 0 | 0 | 60000 | 706.5 | STANDARD | 0 |  |  | 0 | 0 | 4 | 45 | 3 |  |  |  | R7-2 |  |  |  | INDIVIDUAL |  | DENNIS DERRYCK | N/A | 119 W 120TH STREET | NEW YORK NY 10027 | 2121111111 | GENERAL CONSTRUCTION INCLUDING MECHANICA L AND PLUMBING AS PER PLANS FIL D HEREWITH. NO CHANGE TO USE, OCCUPANCY OR EGRESS.
103596020 | 01 | MANHATTAN | 530 | WEST 27 STREET | 00698 | 00054 | 1012398 | A2 | Q | PERMIT-PARTIAL | 2003-10-23 | OTHER | 104 | [6 empty] | Y | X | [8 empty] | X |  |  |  | Moon S Hahn | PE | 0053541 | Y | 2003-10-20 | 2003-10-20 | 2003-10-20 | 0 | 2003-10-20 | 0 | 3000 | 100 | STANDARD | 0 |  |  | 0 | 0 | 6 | 60 | 0 |  | F-4 |  | M1-5 |  |  |  | PARTNERSHIP |  | Robert Wootton | Spirit New York | 530 W 27 St. | NY NY 10001 | 2122689477 | Install fire suppression system, as shown on plan. No change in use, occupancy, oe egress.
103596351 | 01 | MANHATTAN | 339 | FIFTH AVENUE | 00863 | 00001 | 1017074 | A2 | R | PERMIT-ENTIRE | 2003-10-22 | OTHER | 105 | [6 empty] | Y | X | [10 empty] | X | GEN.CONSTRUCTN. | YEON CHAN LEE | PE | 0076501 | Y | 2003-10-20 | 2003-10-20 | 2003-10-20 | 0 | 2003-10-20 | 2003-10-22 | 12000 | 212.1 | STANDARD | 0 |  |  | 0 | 0 | 5 | 60 | 0 |  | C |  | C5-2 |  |  |  | INDIVIDUAL |  | JAMES PI | JPK ASSOCIATES,LLC. | 57-08 39TH AVE | WOODSIDE NY 11377 | 7187794395 | RELOCATION OF EXISTING COOKING EQUIPMENTS FROM 1ST FL. TO CELLAR. INSTALLATION OF COOKING EQUIPMENTS W/ GYP. BD. NO CHANGE IN USE, OCCUPANCY AND EGRESS IS INVOLVED UNDER THIS APPLICATION.
103596039 | 01 | MANHATTAN | 759 | BROADWAY | 00560 | 07503 | 1009092 | A2 | J | P/E DISAPPROVED | 2003-10-24 | OTHER | 102 | [6 empty] | Y | [9 empty] | X |  |  |  | Moon S Hahn | PE | 0053541 |  | 2003-10-20 | 2003-10-20 | 2003-10-20 | 2003-10-21 | 0 | 0 | 3000 | 100 | STANDARD | 0 |  |  | 0 | 0 | 0 | 0 | 0 |  |  |  | R5 |  |  |  | PARTNERSHIP |  | Elias Bourekas | Bullys Deli | 759 Broadway | NY NY 10003 | 2122549755 | Upgrade exist. fire suppression system, as shown on plan. No change in use, occupancy, or egress.
103596048 | 01 | MANHATTAN | 526 | AMSTERDAM AVENUE | 01233 | 00029 | 1033139 | A2 | F | ASSIGNED TO P/E | 2003-10-21 | OTHER | 107 | [6 empty] | Y |  | X | [11 empty] | Moon S Hahn | PE | 053541 |  | 2003-10-20 | 2003-10-20 | 2003-10-20 | 2003-10-21 | 0 | 0 | 25000 | 346 | STANDARD | 0 |  |  | 0 | 0 | 0 | 0 | 0 |  |  |  | C2-7A |  |  |  | PARTNERSHIP |  | Mark Moskowitz | Cleo Realty Assoc. | 50 W 17 St. | NY NY 10011 | 2128968600 | Install cooking exhaust system, as shown on plan. No change in use, occupancy, or egress.
103596057 | 01 | MANHATTAN | 40 | WEST 57 STREET | 01272 | 00063 | 1035057 | A2 | J | P/E DISAPPROVED | 2003-10-22 | OTHER | 105 | [6 empty] | Y | [6 empty] | X | [6 empty] | Robert Derector | PE | 0054953 |  | 2003-10-20 | 2003-10-20 | 2003-10-20 | 2003-10-21 | 0 | 0 | 94000 | 1056.7 | STANDARD | 0 |  |  | 0 | 0 | 33 | 350 | 0 |  | COM |  | C5-3 |  |  |  | PARTNERSHIP |  | Kevin Perdreaux | LeFrak SBN Limited | 97-77 Queens Boulevard | Rego Park NY 11374 | 7185754626 | Propose to install new sprinkler heads with related piping. No change to use, egress or occupancy.
103595209 | 01 | MANHATTAN | 148 | WEST 37 STREET | 00812 | 00069 | 1015249 | A2 | R | PERMIT-ENTIRE | 2003-10-24 | OTHER | 105 | [6 empty] | Y |  | X | [9 empty] | X | GC | Lawrence F Guthartz | RA | 0018233 | Y | 2003-10-20 | 2003-10-20 | 2003-10-20 | 0 | 2003-10-20 | 2003-10-24 | 73000 | 840.4 | STANDARD | 0 |  |  | 0 | 0 | 14 | 175 | 0 |  | COM |  | M1-6 |  |  | GC | PARTNERSHIP |  | Kenneth G Walsh | Adams & Company Real Estate, LLC | 411 Fifth Avenue | New York NY 10016 | 2126795500 | Renovate existing office space on the 2nd floor. Install new 5 ton unit and with existing 7.5 ton AC unit to remain. No change in use, occupancy, or egress.
103595218 | 01 | MANHATTAN | 485 | PARK AVENUE | 01313 | 00001 | 1037163 | A2 | F | ASSIGNED TO P/E | 2003-10-21 | OTHER | 105 | [6 empty] | Y | [11 empty] | X | EXT. FACADE | JAMES MCCOSKER | PE | 39983 |  | 2003-10-20 | 2003-10-20 | 2003-10-20 | 2003-10-21 | 0 | 0 | 36000 | 459.3 | STANDARD | 0 |  |  | 0 | 0 | 0 | 0 | 0 | [7 empty] | CORPORATE |  | EUGENE BELLON | 58 AND PARK INC. | 485 PARK AVENUE | NEW YORK NY 10022 | 2125087200 | NEW MASONRY FACADE WORK AS PER PLANS
103595227 | 01 | MANHATTAN | 106 | SPRING STREET | 00485 | 00021 | 1007266 | A2 | J | P/E DISAPPROVED | 2003-10-24 | OTHER | 102 |  | Y |  |  |  |  | Y | X | X | [11 empty] | FREDERICK A KRAMER | RA | 0020470 |  | 2003-10-20 | 2003-10-20 | 2003-10-20 | 2003-10-21 | 0 | 0 | 8000 | 170.9 | STANDARD | 0 |  |  | 0 | 0 | 6 | 82 | 20 |  | J-2 |  | M1-5A |  |  |  | CORPORATE |  | JAMES XANTHOS | ADVANCE MANAGEMENT | 25 WEST 45 STREET | NEW YORK NY 10036 | 2123823600 | WATER FILTRATION TANKS AS PER PLANS WITH BOOSTER PUMPS. THERE IS NO CHANGE TO US E,EGRESS OR OCCUPANCY
103596315 | 02 | MANHATTAN | 2246 | 3 AVENUE | 01771 | 00033 | 1054415 | A2 | R | PERMIT-ENTIRE | 2003-10-23 | OTHER | 111 | [6 empty] | Y | X | X | [11 empty] | Mordechai Chetrit | PE | 0052439 | Y | 2003-10-20 | 2003-10-20 | 2003-10-20 | 0 | 0 | 0 | 23000 | 325.4 | STANDARD | 0 |  |  | 0 | 0 | 0 | 24 | 1 |  |  |  | C4-4 | R7-2 | [9 empty] | Herewith filing subsequent application for interior alterations to Office Space B for Phase II only. Install new HVAC equipment, install new fixtures on 2nd floor as per schedule B filed herewith. No change to use, egress, or occupancy.
103595245 | 01 | MANHATTAN | 226 | THOMPSON STREET | 00537 | 00010 | 1008634 | A2 | J | P/E DISAPPROVED | 2003-10-23 | OTHER | 102 | [6 empty] | Y | X | X | [6 empty] | X | X |  | X | GC | THOMAS C TUNG | PE | 0049458 |  | 2003-10-20 | 2003-10-20 | 2003-10-20 | 2003-10-21 | 0 | 0 | 43000 | 661.4 | STANDARD | 0 |  |  | 0 | 0 | 6 | 59 | 0 |  | COM |  | C1-5 | R7-2 |  |  | INDIVIDUAL |  | JOHN ILIBASSI | N/A | 226 THOMPSON STREET | NEW YORK NY 10012 | 2015857583 | PROPOSE THE EXISTING RESTAURANT RENOVATION WITH MINOR PARTITION, INTERIOR FINISHED WORKS, INSTALLATION OF KITCHEN EQUIPMENTS, PLUMBING WORKS, STOREFRONT WORK, AND MODIFICATION OF FIRE SUPPRESSION SYSTEM AS PER PLAN.
103595263 | 01 | MANHATTAN | 1240 | LEXINGTON AVENUE | 01512 | 00056 | 1047660 | A2 | R | PERMIT-ENTIRE | 2003-10-21 | OTHER | 108 | [6 empty] | Y | [9 empty] | X |  |  |  | KWONG T SEUNG | PE | 0053953 | Y | 2003-10-20 | 2003-10-20 | 2003-10-20 | 0 | 2003-10-20 | 2003-10-21 | 3000 | 100 | STANDARD | 0 |  |  | 0 | 0 | 5 | 56 | 0 |  | F-4 |  | C1-8X |  |  |  | INDIVIDUAL |  | CHEN HUI | KO SUSHI | 1240 LEXINGTON AVE. | MANHATTAN NY 10028 | 9175322689 | REPLACE AUTOMTIC FIRE SUPPRESSION SYSTEM IN EXISTING KITCHEN RANGEHOOD. NO CHANGE IN USE, EGRESS AND OCCUPANCY. GAS SHUT-OFF VALVE WAS FIELD UNDER CASE# 100801170. COOKING EQUIPMENTS WERE FIELD UNDER CASE# 100634404.
103594718 | 02 | MANHATTAN | 90 | BROAD STREET | 00010 | 00016 | 1000025 | A2 | R | PERMIT-ENTIRE | 2003-10-24 | OTHER | 101 | [6 empty] | Y |  | X | [11 empty] | Jack Green | PE | 0038964 | Y | 2003-10-20 | 2003-10-20 | 2003-10-20 | 0 | 0 | 0 | 13000 | 222.4 | STANDARD | 0 |  |  | 0 | 0 | 0 | 0 | 0 |  |  |  | C5-5 |  |  |  | CORPORATE |  | Michael Taub | 90 Broad LLC | 90 Broad Street, 19th Floor | New York NY 10004 | 2126031610 | MODIFICATION TO EXISTING HVAC SYSTEM AS PER PLANS. NO CHANGE IN USE, EGRESS OR OCCUPANCY.
103595272 | 01 | MANHATTAN | 911 | PARK AVENUE | 01508 | 00072 | 1047495 | A2 | D | A/P ENTIRE | 2003-10-20 | OTHER | 108 | [6 empty] | Y | X | [10 empty] | X | GC | DANIEL P ALLEN | RA | 0019999 |  | 2003-10-20 | 2003-10-20 | 2003-10-20 | 0 | 0 | 0 | 32000 | 418.1 | STANDARD | 0 |  |  | 0 | 0 | 15 | 144 | 50 |  | RES |  | R10 | R8B |  | PI | CORPORATE |  | TONI L HANSON | 911 Park Inc., 675 3rd Ave | c/o Residential Mgt Group | New York NY 10017 | 2123502867 | CREATE ACCESSORY TENANT EXERCISE ROOM IN CELLAR. PERFORM MINOR DEMOLITION, ERECT PARTITIONS AND INSTALL SANITARY FACILITIES AS PER PLANS FILED HEREWITH. NO CHANGE TO USE, OCCUPANCY, ZONING, FIREPROTECTION OR EGRESS.
103596119 | 01 | MANHATTAN | 560 | BROADWAY | 00497 | 00018 | 1007567 | A2 | R | PERMIT-ENTIRE | 2003-10-21 | OTHER | 102 |  | Y |  |  |  |  | Y | [9 empty] | X |  |  |  | KWONG T SEUNG | PE | 0053953 | Y | 2003-10-20 | 2003-10-20 | 2003-10-20 | 0 | 2003-10-20 | 2003-10-21 | 3000 | 100 | STANDARD | 0 |  |  | 0 | 0 | 6 | 91 | 0 |  | F-4 |  | M1-5B |  |  |  | INDIVIDUAL |  | JEFFREY GURAL | NEMARK COPR. REAL ESTATE INC. FO | 125 PARK AVE. | MANHATTAN NY 10017 | 2123722000 | REPLACE AUTOMATIC FIRE SUPPRESSION SYSTEM IN EXISTING KITCHEN RANGEHOOD. NO CHANGE IN USE, EGRESS AND OCCUPANCY. GAS SHUT-OFF VALVE WAS FIELD UNDER CASE# 101590235.
103594852 | 02 | MANHATTAN | 10 | COLUMBUS CIRCLE | 01049 | 00029 | 1026318 | A2 | D | A/P ENTIRE | 2003-10-20 | OTHER | 104 | [6 empty] | Y |  | X | [11 empty] | AUGUSTINE DIGIACOMO | PE | 0000120 |  | 2003-10-20 | 2003-10-20 | 2003-10-20 | 0 | 0 | 0 | 1200000 | 12448.5 | STANDARD | 0 |  |  | 0 | 0 | 0 | 0 | 0 |  |  |  | C6-6 | [10 empty] | HVAC MODIFICATIONS AS PER PLANS. NO CHANGE TO USE, EGRESS, OR OCCUPANCY.
103594852 | 03 | MANHATTAN | 10 | COLUMBUS CIRCLE | 01049 | 00029 | 1026318 | A2 | D | A/P ENTIRE | 2003-10-20 | OTHER | 104 | [6 empty] | Y | X | [12 empty] | ROBERT BENAZZI | PE | 0050897 |  | 2003-10-20 | 2003-10-20 | 2003-10-20 | 0 | 0 | 0 | 99000 | 1108.2 | STANDARD | 0 |  |  | 0 | 0 | 0 | 750 | 1 | [14 empty] | PLUMBING MODIFICATIONS AS PER PLANS. NO CHANGE TO USE, EGRESS, OR OCCUPANCY.
103597653 | 01 | MANHATTAN | 152 | WEST 131 STREET | 01915 | 00057 | 1058067 | A2 | R | PERMIT-ENTIRE | 2003-10-24 | OTHER | 110 | [9 empty] | X | X | [9 empty] | HUGH W CHRYSLER | PE | 0076805 |  | 2003-10-21 | 2003-10-21 | 2003-10-21 | 2003-10-22 | 2003-10-23 | 2003-10-24 | 0 | 100 | STANDARD | 0 |  |  | 0 | 0 | 0 | 0 | 0 | [7 empty] | CORPORATE |  | WILLIAM HURLY | 152-154 W 131 ST HOLDING CO, INC | 152-154 WEST 131 STREET | NEW YORK NY 10027 | 2129264005 | REPLACE BOILER AND OIL BURNER.
103595619 | 02 | MANHATTAN | 230 | PARK AVENUE | 01300 | 00001 | 1036185 | A2 | R | PERMIT-ENTIRE | 2003-10-22 | OTHER | 105 |  | Y |  |  |  |  | Y |  | X | [11 empty] | Robert Derector | PE | 0054953 | Y | 2003-10-21 | 2003-10-21 | 2003-10-21 | 0 | 0 | 0 | 90000 | 1015.5 | STANDARD | 0 |  |  | 0 | 0 | 0 | 0 | 0 |  |  |  | C5-3 | [10 empty] | Mechanical changes on the 13th and 14th floor as indicated on drawings. No change in use egress or occupancy. No change to LL#5/73 compliance.
103597724 | 01 | MANHATTAN | 393 | FIFTH AVENUE | 00866 | 00003 | 1017176 | A2 | R | PERMIT-ENTIRE | 2003-10-22 | OTHER | 105 | [6 empty] | Y | [11 empty] | X | STRUCTURAL | Howard Zweig | PE | 0040968 | Y | 2003-10-21 | 2003-10-21 | 2003-10-21 | 0 | 2003-10-21 | 2003-10-22 | 10000 | 191.5 | STANDARD | 0 |  |  | 0 | 0 | 8 | 139 | 0 |  | COM |  | C5-3 |  |  |  | CORPORATE |  | Thomas Waldron | Stahl 401 5th LLC c/o Colliers A | 40 East 52nd Street | New York NY 10022 | 2123109770 | New wall opening at 2nd floor between buildings 393 & 401 5th Avenue. No change to use, egress or occupancy.
103595995 | 02 | MANHATTAN | 1841 | BROADWAY | 01113 | 00018 | 1027189 | A2 | D | A/P ENTIRE | 2003-10-21 | OTHER | 107 | [6 empty] | Y |  | X | [11 empty] | Michael Gerazounis | PE | 0066709 |  | 2003-10-21 | 2003-10-21 | 2003-10-21 | 0 | 0 | 0 | 30000 | 397.5 | STANDARD | 0 |  |  | 0 | 0 | 0 | 0 | 0 |  |  |  | C4-7 |  |  |  | PARTNERSHIP |  | Michael Alter | 1841 Broadway Association. LLP | 1841 Broadway | New York NY 10023 | 2123551500 | HVAC MODIFICATIONS AS PER PLANS. NO CHANGE IN USE, EGRESS OR OCCUPANCY
103597751 | 01 | MANHATTAN | 69 | FIFTH AVENUE | 00842 | 07501 | 1016061 | A2 | F | ASSIGNED TO P/E | 2003-10-22 | OTHER | 105 | [6 empty] | Y | X | [10 empty] | X | PARTITIONS | Sanford M Berger | RA | 0018876 |  | 2003-10-21 | 2003-10-21 | 2003-10-21 | 2003-10-22 | 0 | 0 | 150000 | 1633.5 | STANDARD | 0 |  |  | 0 | 0 | 20 | 200 | 1 |  | J-2 |  | C1-4 |  |  |  | CORPORATE |  | Barry Weiner | Wedgwood Tenants Corp. | 50 West 17th Street | New York NY 10011 | 2128968600 | Interior partitions and plumbing fixtures in association with combination of apartments (apt. 15D & 15E ) as per TPPN #3/97. No change in use egress or occupancy.
103595076 | 01 | MANHATTAN | 330 | WEST 145 STREET | 02051 | 00129 | 1061106 | A2 | F | ASSIGNED TO P/E | 2003-10-22 | OTHER | 109 | [13 empty] | X | [6 empty] | ANDREW KATZ | PE | 0051094 |  | 2003-10-20 | 2003-10-21 | 2003-10-21 | 2003-10-22 | 0 | 0 | 29000 | 387.2 | STANDARD | 0 |  |  | 0 | 0 | 0 | 0 | 0 |  | J-2 |  | R7-2 |  |  |  | PARTNERSHIP |  | KEN MILLER | GOTHAM ORG. | 201 E 42ND STREET | NEW YORK NY 10017 | 2125990520 | ADDITION TO EXISTING SPRINKLER SYATEM AS PER PLAN. EXISTING SPRINKLER SYSTEM FILED UNDER #103146882 IN CONJUNC TION WITH NEW BUILDING #103022453. NO CHANGE IN USE, EGRESS OR OCCUPANCY.
103595101 | 01 | MANHATTAN | 40 | WEST 57 STREET | 01272 | 00063 | 1035057 | A2 | J | P/E DISAPPROVED | 2003-10-24 | OTHER | 105 | [13 empty] | X | [6 empty] | FREDERICK GOLDBERG | RA | 0010059 |  | 2003-10-20 | 2003-10-21 | 2003-10-21 | 2003-10-22 | 0 | 0 | 30000 | 397.5 | STANDARD | 0 |  |  | 0 | 0 | 0 | 0 | 0 |  | E |  | C5-3 |  |  |  | PARTNERSHIP |  | CHERLY JENSEN | LEFRAK SBN | 97-77 QUEENS BLVD. | REGO PARK NY 11374 | 7184599021 | 19 SPRINKLER HEADS OFF REGULAR SYSTEM, NOT DOMESTIC. NO CHANGE TO USE, EGRESS OR OCCUPANCY.
103595147 | 01 | MANHATTAN | 104 | PRINCE STREET | 00499 | 07502 | 1083040 | A2 | F | ASSIGNED TO P/E | 2003-10-22 | OTHER | 102 |  | Y | [16 empty] | X | GC | MR. FRED STRAUSS | RA | 0018424 |  | 2003-10-20 | 2003-10-21 | 2003-10-21 | 2003-10-22 | 0 | 0 | 92000 | 1036.1 | STANDARD | 0 |  |  | 0 | 0 | 0 | 0 | 0 | [7 empty] | CORPORATE |  | MR. DANIEL SCHLEIFMAN | THE SOHO HERITAGE CONDOMINIUM | 666 BROADWAY - 12TH FLOOR | NEW YORK NY 10012 | 2123349005 | REMOVAL AND INSTALLATION OF INTERIOR NON LOAD BEARING PARTITIONS AND RELATED FINISHES AS PER PLANS FILED HEREWITH. NO CHANGE IN USE, EGRESS OR OCCUPANCY.
103595147 | 02 | MANHATTAN | 104 | PRINCE STREET | 00499 | 07502 | 1083040 | A2 | D | A/P ENTIRE | 2003-10-21 | OTHER | 102 | [7 empty] | X | X | [11 empty] | MR. MICHAEL AMBROSINO, P.E | PE | 0054305 |  | 2003-10-20 | 2003-10-21 | 2003-10-21 | 0 | 0 | 0 | 75000 | 861 | STANDARD | 0 |  |  | 0 | 0 | 6 | 54 | 5 |  |  |  | M1-5A | [10 empty] | MODIFICATIONS TO EXISTING HVAC SYSTEM AND INSTALLATION OF PLUMBING FIXTURES AS PER PLANS FILED HEREWITH. NO CHANGE IN USE, EGRESS OR OCCUPANCY.
103597378 | 01 | MANHATTAN | 90 | CHURCH STREET | 00086 | 00001 | 1001230 | A2 | J | P/E DISAPPROVED | 2003-10-24 | OTHER | 101 | [14 empty] | X | [5 empty] | DOUGLAS C MASS | PE | 0058375 |  | 2003-10-21 | 2003-10-21 | 2003-10-21 | 2003-10-24 | 0 | 0 | 354000 | 3734.7 | EXEMPT | 0 |  |  | 0 | 0 | 0 | 0 | 0 | [7 empty] | PARTNERSHIP |  | MATTHEW KALANDRANIS | UNITED STATES POSTAL SERVICE | 4301 WILSON BLVD | ARLINGTON VA 22203 | 7035262760 | MODIFICATION AND UPGRADE TO EXISTING FIRE COMMAND STATION AND CLASS 'E' SYSTEM RISER AND DEVICES (CORE ONLY) ALL AS PER PLANS FILED HEREWITH. NO CHANGE TO USE, EGRESS OR OCCUPANCY.
103595254 | 01 | MANHATTAN | 6 | CLINTON STREET | 00350 | 00050 | 1004264 | A2 | R | PERMIT-ENTIRE | 2003-10-23 | OTHER | 103 | [6 empty] | Y | [9 empty] | X |  |  |  | KWONG T SEUNG | PE | 0053953 | Y | 2003-10-20 | 2003-10-21 | 2003-10-21 | 0 | 2003-10-21 | 2003-10-23 | 3000 | 100 | STANDARD | 0 |  |  | 0 | 0 | 6 | 60 | 0 |  | F-4 |  | C1-5 |  |  |  | INDIVIDUAL |  | CLAUDE CHASSAL | CHU BO | 6 CLINTON STREET | MANHATTAN NY 10002 | 2126746300 | REPLACE AUTOMATIC FIRE SUPPRESSION SYSTEM IN EXISTING KITCHEN RANGEHOOD. NO CHANGE IN USE, EGRESS AND OCCUPANCY. GAS SHUT-OFF VALVE WAS FIELD UNDER CASE# 102348121. COOKING EQUIPMENTS WERE FIELD UNDER CASE# 102547157.
103596155 | 01 | MANHATTAN | 249 | EAST 71 STREET | 01426 | 00018 | 1077049 | A2 | R | PERMIT-ENTIRE | 2003-10-24 | OTHER | 108 | [6 empty] | Y | [8 empty] | X |  |  | X | FACADE REPAIRS | Harold Dooley | PE | 0053183 | Y | 2003-10-20 | 2003-10-21 | 2003-10-21 | 0 | 2003-10-21 | 2003-10-24 | 20000 | 424.5 | STANDARD | 0 |  |  | 0 | 0 | 3 | 40 | 1 |  | J-3 |  | R8B |  |  |  | INDIVIDUAL |  | Arnold Penner | N/A | 249 East 71st Street | New York NY 10021 |  | Facade repairs as per plans filed herewith. No change to use, egress or occupancy.
103597387 | 01 | MANHATTAN | 540 | WEST 36 STREET | 00707 | 00056 | 1083572 | A2 | P | APPROVED | 2003-10-23 | OTHER | 104 | [6 empty] | Y | [11 empty] | X | GC | Michael J Larkin | PE | 0064313 |  | 2003-10-21 | 2003-10-21 | 2003-10-21 | 2003-10-22 | 2003-10-23 | 0 | 44000 | 541.7 | STANDARD | 0 |  |  | 0 | 0 | 8 | 80 | 0 |  | COM |  | M1-5 |  |  |  | CORPORATE |  | Kevin Dorney | General Camera LLC | 540 West 36th Street | New York NY 10018 | 2129475888 | Exterior facade repairs. NO CHANGE IN USE, EGRESS OR OCCUPANCY.
103596164 | 01 | MANHATTAN | 335 | MADISON AVENUE | 01278 | 00020 | 1035360 | A2 | P | APPROVED | 2003-10-21 | OTHER | 105 | [6 empty] | Y | [11 empty] | X | GC | Janko Rasic | RA | 0009279 | Y | 2003-10-21 | 2003-10-21 | 2003-10-21 | 0 | 2003-10-21 | 0 | 30000 | 397.5 | STANDARD | 0 |  |  | 0 | 0 | 30 | 310 | 0 |  | E |  | C5-3 |  |  |  | CORPORATE |  | Steve Rutledge | MB Real Estate LLC | 335 Madison Avenue | New York NY 10017 | 2126920335 | Propose to install new ventilation shaft. Install from 27th floor to roof, 2 hour rated enclosures. No change to use,egress or occupancy.
103596173 | 01 | MANHATTAN | 125 | WEST END AVENUE | 01171 | 00060 | 1083025 | A2 | J | P/E DISAPPROVED | 2003-10-24 | OTHER | 107 | [14 empty] | X | [5 empty] | GENNARO RITIENI | PE | 0075814 |  | 2003-10-21 | 2003-10-21 | 2003-10-21 | 2003-10-24 | 0 | 0 | 9000 | 181.2 | STANDARD | 0 |  |  | 0 | 0 | 0 | 0 | 0 | [7 empty] | CORPORATE |  | TOM CARPENTER | AMERICAN BROADCASTING CO | 47 W 66TH STREET | NEW YORK NY 10023 | 2124563474 | MODIFICATION OF FIRE ALARM SYSTEM. ADDITION OF PRE-ACTION FIRE ALARM PANEL. NO CHANGE IN USE, EGRESS OR OCCUPANCY.
103597396 | 01 | MANHATTAN | 776 | AVENUE OF THE AMERICAS | 00828 | 00001 | 1015632 | A2 | Q | PERMIT-PARTIAL | 2003-10-23 | OTHER | 105 | [6 empty] | Y | X | X | [9 empty] | X | GC | Joseph Librizzi | RA | 0012938 | Y | 2003-10-21 | 2003-10-21 | 2003-10-21 | 0 | 2003-10-21 | 0 | 30000 | 397.5 | STANDARD | 0 |  |  | 0 | 0 | 39 | 394 | 387 |  | J-2 |  | C6-4 |  |  |  | PARTNERSHIP |  | Richard Cavanagh | Goodhue House LLC | 200 Madison Avenue | NY NY 10016 | 2122106666 | Renovation of of existing store space. Including drywall partitions, new bathroom fixtures and related piping . New AC unit and related duct work. New splinkler heads. Filed in conjunction with NB application 102657171. There will be no change to egress, use or occupancy.
103596191 | 01 | MANHATTAN | 268 | 6 AVENUE | 00526 | 00016 | 1008297 | A2 | J | P/E DISAPPROVED | 2003-10-24 | OTHER | 102 | [7 empty] | X | X | [11 empty] | BORIS LEVIN | PE | 0073350 |  | 2003-10-21 | 2003-10-21 | 2003-10-21 | 2003-10-22 | 0 | 0 | 8000 | 170.9 | STANDARD | 0 |  |  | 0 | 0 | 6 | 67 | 32 |  |  |  | C1-5 | R7-2 |  |  | PARTNERSHIP |  | ALAN WASSERMAN | MACDOUGAL & SIXTY REALTY, LLC. | 145 HUGENOT STREET, SUITE#503 | NEW ROCHELLE NY 10801 | 8452670790 | INSTALLATION OF INFRA-RED HEATERS WITH RELATED GAS PIPING. NO CHANGE IN USE, EGRESS OR OCCUPANCY UNDER THIS APPLICATION.
103595860 | 01 | MANHATTAN | 333 | EAST 69 STREET | 01444 | 00015 | 1044820 | A2 | F | ASSIGNED TO P/E | 2003-10-22 | OTHER | 108 | [6 empty] | Y | X | X | [9 empty] | X | CONSTRUCTION | Beth Beranbaum | RA | 019448 |  | 2003-10-21 | 2003-10-21 | 2003-10-21 | 2003-10-22 | 0 | 0 | 47000 | 572.6 | STANDARD | 0 |  |  | 0 | 0 | 12 | 120 | 0 |  |  |  | C2-8 | R8 |  |  | CORPORATE |  | Micki Smith | c/o Gomley Haft | 415 Madison Avenue | NY NY 10017 | 2123712525 | Remodel existing duplex apartment. No change to use, egress, or occupancy.
103595584 | 01 | MANHATTAN | 841 | BROADWAY | 00565 | 00015 | 1080132 | A2 | P | APPROVED | 2003-10-21 | OTHER | 102 | [6 empty] | Y | [11 empty] | X | GC | David Jon Rush | RA | 0025254 | Y | 2003-10-21 | 2003-10-21 | 2003-10-21 | 0 | 2003-10-21 | 0 | 95000 | 1067 | STANDARD | 0 |  |  | 0 | 0 | 15 | 150 | 0 |  | COM |  | C6-1 | C6-4 |  | US | PARTNERSHIP |  | Jeffrey Feil | 841/853 Broadway Associates | 370 Seventh Avenue | New York NY 10001 | 2125636557 | Interior renovation to include construction of new partitions and hung ceiling as shown on plans filed herewith. No change in use, egress, or occupancy.
103595879 | 01 | MANHATTAN | 535 | FIFTH AVENUE | 01279 | 00001 | 1035366 | A2 | P | APPROVED | 2003-10-21 | OTHER | 105 | [6 empty] | Y |  | X | [9 empty] | X | GEN.CONSTRUCTN. | Jack Green | PE | 0038964 | Y | 2003-10-21 | 2003-10-21 | 2003-10-21 | 0 | 2003-10-21 | 0 | 40000 | 500.5 | STANDARD | 0 |  |  | 0 | 0 | 36 | 360 | 0 |  | COM |  | C5-3 |  |  |  | PARTNERSHIP |  | Michael Waye | Emmes Realty LLC | 420 Lexington Avenue | New York NY 10170 | 2122938901 | Replace existing cooling tower and minor partition works. No change to use, egress and occpancy.
103597001 | 01 | MANHATTAN | 429 | CONVENT AVENUE | 02063 | 00016 | 1061497 | A2 | Q | PERMIT-PARTIAL | 2003-10-21 | 1-2-3 FAMILY | 109 |  | Y |  |  |  |  | Y | X | [10 empty] | X | GEN CONSTRUC | ROBERT F STRONG | RA | 0016076 | Y | 2003-10-21 | 2003-10-21 | 2003-10-21 | 0 | 2003-10-21 | 0 | 30000 | 228.75 | STANDARD | 0 |  |  | 0 | 0 | 4 | 50 | 2 |  | RES |  | R7-2 |  |  |  | CORPORATE |  | ILAN ZINNER | 429 CONVENT AVENUE | 853 BROADWAY | NYC NY 10003 | 2122283205 | RENOVATION OF TWO FAMILY HOUSE. INSTALLATION OF PARTITIONS AND PLUMBING FIXTURES. NO CHANGE TO OCCUPANCY USE OR EGRESS UNDER THIS APPLICATION.
103596217 | 01 | MANHATTAN | 545 | WEST 45 STREET | 01074 | 07501 | 1026952 | A2 | J | P/E DISAPPROVED | 2003-10-24 | OTHER | 104 | [14 empty] | X | [5 empty] | WALTER T GORMAN | PE | 0043490 |  | 2003-10-21 | 2003-10-21 | 2003-10-21 | 2003-10-24 | 0 | 0 | 12600 | 222.4 | STANDARD | 0 |  |  | 0 | 0 | 0 | 0 | 0 | [7 empty] | PARTNERSHIP |  | MATTHEW S MCMAHON | MCMAHON GROUP | 545 W 45TH STREET | NEW YORK NY 10063 | 2129575300 | MODIFICATIONS TO EXISTING CLASS 'E' SYSTEM AS PER DRAWINGS FILED HEREWITH. NO CHANGE IN USE, EGRESS OR OCCUPANCY.
103595593 | 01 | MANHATTAN | 841 | BROADWAY | 00565 | 00015 | 1080132 | A2 | J | P/E DISAPPROVED | 2003-10-24 | OTHER | 102 | [14 empty] | X | [5 empty] | CHARLES C COPELAND | PE | 0045101 |  | 2003-10-21 | 2003-10-21 | 2003-10-21 | 2003-10-24 | 0 | 0 | 10000 | 191.5 | STANDARD | 0 |  |  | 0 | 0 | 0 | 0 | 0 | [7 empty] | PARTNERSHIP |  | JEFFREY FEIL | 250 PARK LLC. | 370 SEVENTH AVENUE | NEW YORK NY 10001 | 2125636557 | INSTALLATION OF NEW FIRE ALARM DEVICES TO BE TIED INTO EXISTING BASE BUILDING FIRE ALARM SIGNAL SYSTEM AS SHOWN ON SUBMITTED RISER DIAGRAM. NO CHANGE IN USE, EGRESS, OR OCCUPANCY.
103596226 | 01 | MANHATTAN | 304 | EAST 5 STREET | 00446 | 00009 | 1006206 | A2 | P | APPROVED | 2003-10-24 | OTHER | 103 | [18 empty] | X | GC | VICTOR CZARTORYSKY | RA | 0016187 |  | 2003-10-21 | 2003-10-21 | 2003-10-21 | 2003-10-22 | 2003-10-24 | 0 | 10000 | 191.5 | STANDARD | 0 |  |  | 0 | 0 | 0 | 0 | 0 | [7 empty] | PARTNERSHIP |  | STEFAN SLYWOTZKY | 302-04 SWA LLC | 241 E 18TH STREET | NEW YORK NY 10003 | 2127770184 | PROPOSE TO INSTALL NEW OAK FLOORING OVER EXISTING IN APT.#D2. NEW CLOSE S AND REGROUT EXISTING BATHROOM TILE. ALL WORK SHOWN ON PLAN. NO CHANGE TO USE, EGRESS OR OCCUPANCY OR ZONING.
103595600 | 01 | MANHATTAN | 841 | BROADWAY | 00565 | 00015 | 1080132 | A2 | J | P/E DISAPPROVED | 2003-10-24 | OTHER | 102 | [6 empty] | Y | [6 empty] | X | [6 empty] | Charles C Copeland | PE | 0045101 |  | 2003-10-21 | 2003-10-21 | 2003-10-21 | 2003-10-22 | 0 | 0 | 5000 | 140 | STANDARD | 0 |  |  | 0 | 0 | 15 | 150 | 0 |  | COM |  | C6-1 | C6-4 |  | US | PARTNERSHIP |  | Jeffrey Feil | 841/853 Broadway Associates | 370 Seventh Avenue | New York NY 10001 | 2125636557 | Install new sprinkler heads with associated piping as shown on plans filed herewith. No change in use, egress, or occupancy.
103595888 | 01 | MANHATTAN | 77 | WASHINGTON SQUARE EAST | 00546 | 00001 | 1076069 | A2 | R | PERMIT-ENTIRE | 2003-10-22 | OTHER | 102 | [6 empty] | Y | [11 empty] | X | EXTERIOR REPAIR | William Lau | PE | 0073602 | Y | 2003-10-21 | 2003-10-21 | 2003-10-21 | 0 | 2003-10-21 | 2003-10-22 | 154643 | 1685 | EXEMPT | 0 |  |  | 0 | 0 | 7 | 85 | 0 |  | J-2 |  | R7-2 |  |  |  | CORPORATE | Y | Cheryl D Mills | New York University | 70 Washington Square South | New York NY 10012 | 2129984095 | Exrerior repairs. No change in use, occupancy, or egress.
103597494 | 01 | MANHATTAN | 799 | PARK AVENUE | 01409 | 00001 | 1043073 | A2 | P | APPROVED | 2003-10-21 | OTHER | 108 |  | Y |  |  |  |  | Y | X | [10 empty] | X | GC | Sam A Haffey | PE | 0053236 | Y | 2003-10-21 | 2003-10-21 | 2003-10-21 | 0 | 2003-10-21 | 0 | 10000 | 191.5 | STANDARD | 0 |  |  | 0 | 0 | 21 | 220 | 75 |  | J-2 |  | R10 |  |  |  | CORPORATE |  | Michelle Egualera | The Residencial Management Group | 675 Third Avenue | New York NY 10017 | 2126928382 | Installing a washer/dryer
103595897 | 01 | MANHATTAN | 20 | BROAD STREET | 00023 | 00050 | 1000816 | A2 | J | P/E DISAPPROVED | 2003-10-24 | OTHER | 101 | [14 empty] | X | [5 empty] | JULIUS BOGAD, JR. PE | PE | 0055451 |  | 2003-10-21 | 2003-10-21 | 2003-10-21 | 2003-10-24 | 0 | 0 | 9000 | 181.2 | STANDARD | 0 |  |  | 0 | 0 | 0 | 0 | 0 | [7 empty] | CORPORATE |  | STEVE SONITIS | VORANDO OFFICE MGMT LLC | 888 7TH AVENUE | NEW YORK NY 10019 | 2128947000 | MODIFICATIONS TO EXISTING FIRE ALARM SYSTEM AS PER PLANS FILED HERE WITH. NO CHANGE IN USE, EGRESS OR OCCUPANCY.
103595904 | 01 | MANHATTAN | 104 | PRINCE STREET | 00499 | 07502 | 1083040 | A2 | P | APPROVED | 2003-10-23 | OTHER | 102 |  | Y | [11 empty] | X | [6 empty] | MICHAEL AMBROSINO,PE | PE | 0054305 |  | 2003-10-21 | 2003-10-21 | 2003-10-21 | 2003-10-22 | 2003-10-23 | 0 | 7000 | 160.6 | STANDARD | 0 |  |  | 0 | 0 | 0 | 0 | 0 |  | J-2 |  | M1-5A |  |  |  | CORPORATE |  | DANIEL SCHLEIFMAN | THE SOHO HERITAGE CONDO | 666 BROADWAY | NEW YORK NY 10012 | 2123349005 | MODIFICATIONS TO EXISTING SPRINKLER SYSTEM AS PER PLANS FILED HERE WITH. NO CHANGE IN USE, EGRESS OR OCUPANCY.
103596235 | 01 | MANHATTAN | 1501 | BROADWAY | 01015 | 00029 | 1024706 | A2 | R | PERMIT-ENTIRE | 2003-10-23 | OTHER | 105 |  | Y |  |  |  |  | Y | [8 empty] | X |  |  | X | ARCHITECTURAL | Robert M Parnes | RA | 0123031 | Y | 2003-10-21 | 2003-10-21 | 2003-10-21 | 0 | 2003-10-21 | 2003-10-23 | 62000 | 857.1 | STANDARD | 0 |  |  | 0 | 0 | 33 | 139 | 0 |  | COM |  | C6-7T |  |  | MID | PARTNERSHIP |  | Charles Granick | Newmark & Co Real Estate Inc. | 125 Park Avenue | New York NY 10017 | 2123543181 | Replacement of the exisitng storefront on the first floor. No change of use, occupancy or egress under this application.
103596244 | 01 | MANHATTAN | 120 | WOOSTER STREET | 00500 | 00011 | 1079963 | A2 | J | P/E DISAPPROVED | 2003-10-24 | OTHER | 102 |  | Y |  |  |  |  | Y | [11 empty] | X | GC | Michael Zweck-Bronner | RA | 0021673 |  | 2003-10-21 | 2003-10-21 | 2003-10-21 | 2003-10-22 | 0 | 0 | 20000 | 294.5 | STANDARD | 0 |  |  | 0 | 0 | 6 | 81 | 1 |  | COM |  | M1-5A |  |  |  | CORPORATE |  | Richard Talmadge | 120 Wooster Street LLC | 120 Wooster Street | New York NY 10012 | 2122469600 | Interior demolition of an existing office space. No change in use, occupancy or egress under this application.
103595913 | 01 | MANHATTAN | 89 | GREENE STREET | 00500 | 00034 | 1007652 | A2 | J | P/E DISAPPROVED | 2003-10-24 | OTHER | 102 |  | Y | [12 empty] | X | [5 empty] | KAM CHIU | PE | 0075441 |  | 2003-10-21 | 2003-10-21 | 2003-10-21 | 0 | 0 | 0 | 7000 | 160.6 | STANDARD | 0 |  |  | 0 | 0 | 0 | 0 | 0 | [7 empty] | CORPORATE |  | PETER MOORE | 89 GREENE LLC. | 515 CANAL STREET | NEW YORK NY 10013 | 2129257760 | INSTALL NEW FIRE ALARM DEVICES TO BE TIED INTO THE EXISTING BASE BUILDING FIRE ALARM SIGNAL SYSTEM AS SHOWN ON PLANS FILED HEREWITH. NO CHANGE IN USE, EGRESS OR OCCUPANCY.
103597225 | 01 | MANHATTAN | 250 | HUDSON STREET | 00578 | 00047 | 1009723 | A2 | P | APPROVED | 2003-10-23 | OTHER | 102 | [6 empty] | Y | [11 empty] | X | ARCHITECTURAL | Scott M Stapleton | RA | 0025627 |  | 2003-10-21 | 2003-10-21 | 2003-10-21 | 2003-10-22 | 2003-10-23 | 0 | 30000 | 397.5 | STANDARD | 0 |  |  | 0 | 0 | 14 | 183 | 0 |  | COM |  | M1-6 |  |  |  | CORPORATE |  | Kaplana Gajjar | Marburt Holding Corp. | 110 East 59th Street | New York NY 10022 | 2124211300 | Interior renovation of an existing ofice space at the 10th floor. Architectural work. There is no change of use, occupancy or egress under this application.
103595619 | 01 | MANHATTAN | 230 | PARK AVENUE | 01300 | 00001 | 1036185 | A2 | R | PERMIT-ENTIRE | 2003-10-22 | OTHER | 105 |  | Y |  |  |  |  | Y | [11 empty] | X | GC | Anthony P Schirripa | RA | 0013947 | Y | 2003-10-21 | 2003-10-21 | 2003-10-21 | 0 | 2003-10-21 | 2003-10-22 | 100000 | 1118.5 | STANDARD | 0 |  |  | 0 | 0 | 35 | 322 | 0 |  | E |  | C5-3 |  |  |  | CORPORATE |  | Colin McGrail | Max Capital Management Corp. | 230 Park Avenue | New York NY 10017 | 2124907100 | Partition changes on th 13th and 14th floors as indicated on drawings. No change in use egress or occupancy. No change to LL#5/73 compliance.
103595922 | 01 | MANHATTAN | 89 | GREENE STREET | 00500 | 00034 | 1007652 | A2 | J | P/E DISAPPROVED | 2003-10-24 | OTHER | 102 |  | Y |  |  |  |  | Y | [6 empty] | X | [6 empty] | Kam Chiu | PE | 0075441 |  | 2003-10-21 | 2003-10-21 | 2003-10-21 | 2003-10-22 | 0 | 0 | 12000 | 212.1 | STANDARD | 0 |  |  | 0 | 0 | 5 | 60 | 0 |  | COM |  | M1-5A |  |  |  | CORPORATE |  | Peter Moore | 89 Greene Street LLC | 515 Canal Street | NY NY 10013 | 2129257760 | Install new sprinkler heads with associated piping as shown on plans filed herewith. No change in use, egress or occupancy.
103595931 | 01 | MANHATTAN | 505 | WEST 171 STREET | 02128 | 00052 | 1063082 | A2 | J | P/E DISAPPROVED | 2003-10-24 | OTHER | 112 | [14 empty] | X | [5 empty] | LASZLO BODAK | PE | 0045265 |  | 2003-10-21 | 2003-10-21 | 2003-10-21 | 2003-10-24 | 0 | 0 | 1000 | 100 | STANDARD | 0 |  |  | 0 | 0 | 0 | 0 | 0 | [7 empty] | CORPORATE |  | ANDREW RUBINSON | FRESH YOUTH INITIATIVES | 280 FT. WASHINGTON AVENUE #5 | NEW YORK NY 10032 | 2127811113 | INSTALL NEW FIRE ALARM SYSTEM AS SHOWN ON PLANS FILED HEREWITH. REFER TO NB APPLICATION #103006845.
103597449 | 01 | MANHATTAN | 440 | EAST 62 STREET | 01456 | 00026 | 1045286 | A2 | P | APPROVED | 2003-10-23 | OTHER | 108 | [7 empty] | X | [10 empty] | X | GC | JUAN C MALTZ | RA | 0027575 |  | 2003-10-21 | 2003-10-21 | 2003-10-21 | 2003-10-22 | 2003-10-23 | 0 | 30000 | 397.5 | STANDARD | 0 |  |  | 0 | 0 | 17 | 144 | 0 | [7 empty] | CORPORATE |  | BRUCE LEUZZI | 440 E 62ND WONERS' CORP. | 440 E 62ND STREET | NEW YORK NY 10021 | 2122472603 | INTERIOR PARTITION WORK TO COMBINE TWO APARTMENT (17B/17C) AND MINOR PLUMBING WORK. NO CHANGE IN EGRESS OR OCCUPANCY.
103594335 | 01 | MANHATTAN | 2 | PARK AVENUE | 00862 | 00029 | 1017019 | A2 | J | P/E DISAPPROVED | 2003-10-24 | OTHER | 105 | [14 empty] | X | [5 empty] | ROBERT DERECTOR | RA | 0054953 |  | 2003-10-21 | 2003-10-21 | 2003-10-21 | 2003-10-24 | 0 | 0 | 26000 | 356.3 | STANDARD | 0 |  |  | 0 | 0 | 0 | 0 | 0 | [7 empty] | CORPORATE |  | STEVE SONITIS | VORANDO TWO PARK COMPANY | 2 PARK AVENUE | NEW YORK NY 10016 | 2128947000 | FIRE ALARM MODIFICATIONS ON THE 20, 21 AND 22 FLOORS AS INDICATED ON DRAWINGS. NO CHANGE IN USE, EGRESS OR OCCUPANCY. NO CHANGE TO LL#5/73 COMPLIAN CE.
103595940 | 01 | MANHATTAN | 505 | FIFTH AVENUE | 01277 | 00002 | 1035344 | A2 | J | P/E DISAPPROVED | 2003-10-24 | OTHER | 105 | [6 empty] | Y | [8 empty] | X |  |  | X | EXCV./FOUND. | Jacob Grossman | PE | 0038410 |  | 2003-10-21 | 2003-10-21 | 2003-10-21 | 2003-10-22 | 0 | 0 | 1000 | 230 | STANDARD | 0 |  |  | 0 | 0 | 26 | 240 | 0 |  | E |  | C5-3 |  |  |  | PARTNERSHIP |  | Axel Stawski | Madison 45 LLC | 565 Fifth Avenue - 14th Floor | New York NY 10017 | 2129809031 | To excavation and install new foundation, footing, columns and slabs and install temporary construction fence as shown on drawings filed herewith. This is filed in part of the new building. No change in use, egress or occupancy.
103597234 | 01 | MANHATTAN | 1100 | AVENUE OF THE AMERICAS | 01258 | 00001 | 1034195 | A2 | P | APPROVED | 2003-10-21 | OTHER | 105 | [6 empty] | Y | [11 empty] | X | ARCHITECTURAL | John J Hoffman | RA | 0014461 | Y | 2003-10-21 | 2003-10-21 | 2003-10-21 | 0 | 2003-10-21 | 0 | 150000 | 1633.5 | STANDARD | 0 |  |  | 0 | 0 | 15 | 150 | 0 |  | E |  | C6-6 |  |  | MID | PARTNERSHIP |  | Ronald H Garber | 1100 Avenue of Americas Assoc. | 230 Park Avenue | New York NY 10169 | 2124907470 | Replace existing finish material on Roof over existing mechanical bulkhead. No change in egress, use or occupancy.
103597537 | 01 | MANHATTAN | 2 | PARK AVENUE | 00862 | 00029 | 1017019 | A2 | P | APPROVED | 2003-10-24 | OTHER | 105 | [13 empty] | X | [6 empty] | ROBERT DERECTOR | RA | 0054953 |  | 2003-10-21 | 2003-10-21 | 2003-10-21 | 2003-10-22 | 2003-10-24 | 0 | 70000 | 809.5 | STANDARD | 0 |  |  | 0 | 0 | 0 | 0 | 0 |  | E |  | C5-3 | C5-2 |  |  | CORPORATE |  | STEVE SONITIS | VORANDO TWO PARK COMPANY | 2 PARK AVENUE | NEW YORK NY 10016 | 2128947000 | SPRINKLER MODIFICATIONS ON THE 20TH 21ST AND 22ND FLOORS AS INDICATED O DRAWINGS. NO CHANGE IN USE, EGRESS OR OCCUPANCY.
103597458 | 01 | MANHATTAN | 1535 | 1 AVENUE | 01543 | 07501 | 1076841 | A2 | F | ASSIGNED TO P/E | 2003-10-22 | OTHER | 108 | [6 empty] | Y |  | X | [9 empty] | X | GC | JACK LIFSHITZ | PE | 0057944 |  | 2003-10-21 | 2003-10-21 | 2003-10-21 | 2003-10-22 | 0 | 0 | 50000 | 603.5 | STANDARD | 0 |  |  | 0 | 0 | 20 | 200 | 0 |  | E |  | C1-9 |  |  |  | CORPORATE |  | DOROTHY VERMEER | KENILWORTH MANAGEMENT CORP | 101 PARK AVE | NEW YORK NY 10178 | 2122390756 | INSTALL (3) AIR CONDITIONING UNITS AND RELATED DUCT WORK AT BASEMENT LEVEL FOR BISQUIT AND BATH PET ESTABLISHMENT NO CHANGE IN USE EGRESS OR OCCUPANCY.
103595959 | 01 | MANHATTAN | 203 | WEST 90 STREET | 01238 | 07503 | 1086107 | A2 | Q | PERMIT-PARTIAL | 2003-10-24 | OTHER | 107 | [6 empty] | Y | X | [10 empty] | X | GEN.CONSTRUCTN. | Arthur May | RA | 0010293 |  | 2003-10-21 | 2003-10-21 | 2003-10-21 | 2003-10-22 | 2003-10-22 | 0 | 40000 | 500.5 | STANDARD | 0 |  |  | 0 | 0 | 11 | 122 | 80 |  | RES |  | C2-8 |  |  |  | CORPORATE |  | Adam Katz | Manhattan Tower Condominium | 29 Barstow Road | Great Neck NY 11021 | 5164666680 | Renovate Apt. 5H. Work to include general construction and plumbing. No change to use, egress or occupancy.
103597252 | 01 | MANHATTAN | 335 | WEST 14 STREET | 00738 | 00015 | 1013010 | A2 | P | APPROVED | 2003-10-24 | OTHER | 104 | [6 empty] | Y | X | [10 empty] | X | GC | Thomas Tsue | RA | 0013322 |  | 2003-10-21 | 2003-10-21 | 2003-10-21 | 2003-10-22 | 2003-10-24 | 0 | 25000 | 346 | STANDARD | 0 |  |  | 0 | 0 | 7 | 70 | 28 |  | RES |  | C6-2M |  |  |  | PARTNERSHIP |  | Kenneth Nagin | 335-7 LLC | 50 Bank Street | New York NY 10014 | 2122437757 | Renovate Apartment #43 on the 4th Floor. No change in use, occupancy or egress.
103596164 | 02 | MANHATTAN | 335 | MADISON AVENUE | 01278 | 00020 | 1035360 | A2 | P | APPROVED | 2003-10-21 | OTHER | 105 | [6 empty] | Y |  | X | [11 empty] | Robert J Linsalata | PE | 0067341 | Y | 2003-10-21 | 2003-10-21 | 2003-10-21 | 0 | 0 | 0 | 25000 | 346 | STANDARD | 0 |  |  | 0 | 0 | 0 | 0 | 0 |  |  |  | C5-3 | [10 empty] | Install duct to roof, terminating in new roof exhaust fans. Install on 14 & 27th floor electrical rooms, new duct & dampers as per plans filed.
103572652 | 03 | MANHATTAN | 278 | EAST 7 STREET | 00376 | 00031 | 1004487 | A2 | D | A/P ENTIRE | 2003-10-21 | OTHER | 103 | [9 empty] | X | [10 empty] | THOMAS A FENNIMAN | RA | 0020340 |  | 2003-10-21 | 0 | 2003-10-21 | 0 | 0 | 0 | 50000 | 603.5 | EXEMPT | 0 |  |  | 0 | 0 | 0 | 0 | 0 | [14 empty] | INSTALLATION OF TWO (2) NEW BOILERS AS P ER PLANS FILED HEREWITH. THERE ILL BE NO CHANGE IN USE, EGRESS OR OCCUP ANCY UNDER THIS APPLICATION.
103597056 | 01 | MANHATTAN | 303 | PARK AVENUE SOUTH | 00879 | 00001 | 1018033 | A2 | F | ASSIGNED TO P/E | 2003-10-22 | OTHER | 105 | [6 empty] | Y | [6 empty] | X | [6 empty] | Shahram Lotfi | PE | 0070045 |  | 2003-10-21 | 2003-10-21 | 2003-10-21 | 2003-10-22 | 0 | 0 | 30000 | 397.5 | STANDARD | 0 |  |  | 0 | 0 | 5 | 60 | 0 |  | COM |  | C6-4A |  |  |  | PARTNERSHIP |  | Jeffrey Wien | 303 Park Avenue South Leasehold | 152 West 57 Street | New York NY 10019 | 2123070500 | Filed herewith plans and application for the installation of Sprinkler System. No change to occupancy, use, or egress.
103595968 | 01 | MANHATTAN | 35 | PARK AVENUE | 00891 | 00003 | 1018885 | A2 | F | ASSIGNED TO P/E | 2003-10-22 | OTHER | 106 | [6 empty] | Y | X | X | [9 empty] | X | CONSTRUCTION | Michael D Just | RA | 0018270 |  | 2003-10-21 | 2003-10-21 | 2003-10-21 | 2003-10-22 | 0 | 0 | 30000 | 397.5 | STANDARD | 0 |  |  | 0 | 0 | 18 | 185 | 100 |  | RES |  | R10 |  |  |  | CORPORATE |  | Milton Adler | 35 Park Avenue Corp. | 35 Park Avenue | New York NY 10016 | 2122331700 | Renovate apt #17D, General Construction, Mechanical, and Plumbing work indicated on drawings filed herewith. No change in Use Egress or Occupancy under this application.
103572661 | 03 | MANHATTAN | 719 | EAST 6 STREET | 00376 | 00054 | 1004495 | A2 | P | APPROVED | 2003-10-24 | OTHER | 103 | [9 empty] | X | [10 empty] | THOMAS A FENNIMAN | RA | 0020340 |  | 2003-10-21 | 0 | 2003-10-21 | 0 | 0 | 0 | 50000 | 603.5 | EXEMPT | 0 |  |  | 0 | 0 | 0 | 0 | 0 | [14 empty] | INSTALLATION OF TWO (2) NEW BOILERS AS P ER PLANS FILED HEREWITH. THERE ILL BE NO CHANGE IN USE, EGRESS OR OCCUP ANCY UNDER THIS APPLICATION.
103595986 | 01 | MANHATTAN | 253 | LEXINGTON AVENUE | 00890 | 00064 | 1018537 | A2 | F | ASSIGNED TO P/E | 2003-10-22 | OTHER | 106 | [6 empty] | Y | [11 empty] | X | STRUCTURAL | Edward Messina | PE | 0037971 |  | 2003-10-21 | 2003-10-21 | 2003-10-21 | 2003-10-22 | 0 | 0 | 10000 | 191.5 | EXEMPT | 0 |  |  | 0 | 0 | 11 | 135 | 0 |  | PUB |  | R10 |  |  |  | CORPORATE | Y | Jeffrey Rosengarten | Yeshiva University | 500 West 185th Street | New York NY 10033 | 2129605239 | Modification to existing 5th Floor roof dunnage for the installation of an 80-ton A/C unit. No change in use, egress or occupancy.
103597065 | 01 | MANHATTAN | 466 | LEXINGTON AVENUE | 01300 | 00014 | 1036186 | A2 | J | P/E DISAPPROVED | 2003-10-23 | OTHER | 105 | [18 empty] | X | GEN CONSTRUC | MR RICHARD BIENENFELD | RA | 0012458 |  | 2003-10-21 | 2003-10-21 | 2003-10-21 | 2003-10-22 | 0 | 0 | 140000 | 1530.5 | STANDARD | 0 |  |  | 0 | 0 | 0 | 0 | 0 | [7 empty] | CORPORATE |  | COLIN MCGRAIL | C/O MAX CAPITAL MANAGEMENT CORP | 230 PARK AVENUE SUITE 1702 | NEW YORK NY 10169 | 2124907100 | REMOVAL AND INSTALLATION OF INTERIOR NON LOAD BEARING PARTITIONS AND REL TED FINISHES AS PER PLANS FILED HEREWITH NO CHANGE IN USE, EGRESS OR OCCUPANCY.
103597065 | 02 | MANHATTAN | 466 | LEXINGTON AVENUE | 01300 | 00014 | 1036186 | A2 | J | P/E DISAPPROVED | 2003-10-23 | OTHER | 105 | [8 empty] | X | [11 empty] | FRANK LORENZ | PE | 0055111 |  | 2003-10-21 | 2003-10-21 | 2003-10-21 | 0 | 0 | 0 | 15000 | 243 | STANDARD | 0 |  |  | 0 | 0 | 0 | 0 | 0 |  |  |  | C5-3 | [10 empty] | MODIFIVATION TO EXISTING HVACE SYSTEM. N O CHANGE IN USE, EGRESS OR OCCU ANCY.
103597074 | 01 | MANHATTAN | 466 | LEXINGTON AVENUE | 01300 | 00014 | 1036186 | A2 | J | P/E DISAPPROVED | 2003-10-24 | OTHER | 105 | [13 empty] | X | [6 empty] | MR. FRANK LORENZ | PE | 0055111 |  | 2003-10-21 | 2003-10-21 | 2003-10-21 | 2003-10-22 | 0 | 0 | 10000 | 191.5 | STANDARD | 0 |  |  | 0 | 0 | 0 | 0 | 0 |  | COM |  | C5-3 |  |  |  | CORPORATE |  | COLIN MCGRAIL | MAX CAPITAL MANAGEMENT CORP | 230 PARK AVENUE | NEW YORK NY 10169 | 2124907100 | MODIFICATION TO EXISTING SPRINKLER SYSTE M AS PER PLANS FILED HEREWITH. O CHANGE IN USE, EGRESS OR OCCUPANCY.
103597083 | 01 | MANHATTAN | 10 | COLUMBUS CIRCLE | 01049 | 00029 | 1026318 | A2 | F | ASSIGNED TO P/E | 2003-10-22 | OTHER | 104 | [6 empty] | Y | [6 empty] | X | [6 empty] | ROBERT BENAZZI | PE | 0050897 |  | 2003-10-21 | 2003-10-21 | 2003-10-21 | 2003-10-22 | 0 | 0 | 43000 | 531.4 | STANDARD | 0 |  |  | 0 | 0 | 54 | 750 | 0 |  | E |  | C6-6 |  |  |  | CORPORATE |  | Philip Pitruzzello | AOL Time Warner Inc | 75 Rockefellere Plaza | NY NY 10019 | 2124846732 | Sprinkler head installations as per plans. No change to use, egress, or occupancy.
103597092 | 01 | MANHATTAN | 10 | COLUMBUS CIRCLE | 01049 | 00029 | 1026318 | A2 | P | APPROVED | 2003-10-24 | OTHER | 104 | [6 empty] | Y | [6 empty] | X | [6 empty] | ROBERT BENAZZI | PE | 0050897 |  | 2003-10-21 | 2003-10-21 | 2003-10-21 | 2003-10-22 | 2003-10-24 | 0 | 38000 | 479.9 | STANDARD | 0 |  |  | 0 | 0 | 54 | 750 | 0 |  | E |  | C6-6 |  |  |  | CORPORATE |  | Philip Pitruzzello | AOL Time Warner Inc | 75 Rockefellere Plaza | NY NY 10019 | 2124846732 | SPRINKLER HEAD INSTALLATIONS AS PER PLANS. NO CHANGE TO USE, EGRESS, OR OCCUPANCY.
103597289 | 01 | MANHATTAN | 39 | WEST 29 STREET | 00831 | 00010 | 1015756 | A2 | R | PERMIT-ENTIRE | 2003-10-23 | OTHER | 105 | [6 empty] | Y | [8 empty] | X |  |  | X | GC | VICTOR HAN | RA | 0028349 | Y | 2003-10-21 | 2003-10-21 | 2003-10-21 | 0 | 2003-10-21 | 2003-10-23 | 15000 | 373 | STANDARD | 0 |  |  | 0 | 0 | 12 | 120 | 0 |  | C |  | M1-6 |  |  |  | INDIVIDUAL |  | HEE JUNG KIM |  | 11 WEST 30 STREET #2R | NEW YORK NY 10001 | 2127601766 | INSTALLATION OF MINOR PARTITION WALL AND STORE FRONT WORK. NO CHANGE IN USE, OCCUPANCY AND EGRESS IS INVOLVED UNDER THIS APPLICATION.
103595995 | 01 | MANHATTAN | 1841 | BROADWAY | 01113 | 00018 | 1027189 | A2 | F | ASSIGNED TO P/E | 2003-10-22 | OTHER | 107 | [6 empty] | Y | [8 empty] | X |  |  | X | GEN.CONSTRUCTN. | Matt S Markowitz | RA | 0022409 |  | 2003-10-21 | 2003-10-21 | 2003-10-21 | 2003-10-22 | 0 | 0 | 237000 | 2659.6 | STANDARD | 0 |  |  | 0 | 0 | 11 | 137 | 0 |  | E |  | C4-7 |  |  |  | PARTNERSHIP |  | Michael Alter | 1841 Broadway Association. LLP | 1841 Broadway | New York NY 10023 | 2123551500 | ATM ROOM. PARTITION WORK AND RELATED CONSTRUCTION. STORE FRONT WORK. TEMPORARY CONSTRUCTION FENCE AS PER PLANS. NO CHANGE IN USE, EGRESS OR OCCUPANCY
103495567 | 01 | MANHATTAN | 132 | WEST 45 STREET | 00997 | 00047 | 1022632 | A2 | P | APPROVED | 2003-10-24 | OTHER | 105 | [6 empty] | Y | X | X | [9 empty] | X | GEN.CONSTRUCTN. | Matt S Markowitz | RA | 0022409 | Y | 2003-10-21 | 2003-10-21 | 2003-10-21 | 0 | 2003-10-24 | 0 | 70000 | 809.5 | STANDARD | 0 |  |  | 0 | 0 | 8 | 86 | 100 |  | RES | RES | C6-5.5 |  |  |  | CORPORATE |  | Riyaz Akhtar | Hampshire Hotels & Resorts LLC | 595 11th Avenue | New York NY 10036 | 2124749825 | Filing herewith for interior demolition, renovation, partiion work and mechanical and plumbing work including fixtures as indicted on the plans filed herewith
103597582 | 01 | MANHATTAN | 105 | EAST 17 STREET | 00873 | 00010 | 1080798 | A2 | F | ASSIGNED TO P/E | 2003-10-22 | OTHER | 105 | [6 empty] | Y |  | X | [11 empty] | Marvin Mass | PE | 0028355 |  | 2003-10-21 | 2003-10-21 | 2003-10-21 | 2003-10-22 | 0 | 0 | 950000 | 9873.5 | STANDARD | 0 |  |  | 0 | 0 | 4 | 45 | 0 |  | COM |  | C6-4A | R8B |  |  | CORPORATE |  | Gregory Gushee | 105 East 17th Street Assoc. LLC | 625 Madison Avenue, 9th Floor | New York NY 10022 | 2124215333 | Filing herewith for installation of HVAC equipment and piping and ductwork. No change in use, egress or occupancy. The wrok proposed under this application supersedes application 102638479 which was never approved.
103597341 | 01 | MANHATTAN | 2256 | 7 AVENUE | 01938 | 00035 | 1058784 | A2 | P | APPROVED | 2003-10-21 | OTHER | 110 | [6 empty] | Y | X | X | [9 empty] | X | CONST. | Albert Montoya | RA | 0018684 | Y | 2003-10-21 | 2003-10-21 | 2003-10-21 | 0 | 2003-10-21 | 0 | 41000 | 510.8 | STANDARD | 0 |  |  | 0 | 0 | 5 | 55 | 8 |  | COM |  | C1-4 | R7-2 |  |  | INDIVIDUAL |  | Elizabeth P Goodwin | Agent | 2256 7 Avenue | New York NY 10027 | 9177503153 | Convert existing store to Eating and Drinking Establishment. Construction, HVAC and Plumbing. No change to bulk, use, egress or occupancy.
103597617 | 01 | MANHATTAN | 530 | WEST 27 STREET | 00698 | 00054 | 1012398 | A2 | J | P/E DISAPPROVED | 2003-10-24 | OTHER | 104 | [14 empty] | X | [5 empty] | ZYGMUNT STASZEWSKI | PE | 0063367 |  | 2003-10-21 | 2003-10-21 | 2003-10-21 | 2003-10-24 | 0 | 0 | 75000 | 861 | STANDARD | 0 |  |  | 0 | 0 | 0 | 0 | 0 | [7 empty] | INDIVIDUAL |  | DENIS DESMOND | GAIETY INVESTMENTS | 530 WEST 27TH STREET | NEW YORK NY 10001 | 2122689477 | INSTALLATION OF AN INDIVIDUALLY CODED FIRE ALARM SYSTEM WITH LIMITED SMOKE DETECTION. DUCT SMOKE DETECTION SPRINKLER ALARM, FAN SHUT DOWN AND CENTRAL MONITORING. THERE IS NO CHANGE IN USE, EGRESS OR OCCUPANCY.
103597626 | 01 | MANHATTAN | 70 | PINE STREET | 00041 | 00001 | 1001007 | A2 | J | P/E DISAPPROVED | 2003-10-24 | OTHER | 101 | [14 empty] | X | [5 empty] | ZYGMUNT STASZEWSKI | PE | 0063367 |  | 2003-10-21 | 2003-10-21 | 2003-10-21 | 2003-10-24 | 0 | 0 | 10000 | 191.5 | STANDARD | 0 |  |  | 0 | 0 | 0 | 0 | 0 | [7 empty] | CORPORATE |  | FRED WUNSCHEL | A.I. REALTY CORP. | 72 WALL STREET | NEW YORK NY 10005 | 2127703100 | MODIFICATION TO EXISTING MODIFIED FIRE ALARM SYSTEM ON 9TH FLOOR. NO CHANGE IN USE, EGRESS OR OCCUPANCY.
103597136 | 01 | MANHATTAN | 151 | EAST 61 STREET | 01396 | 00025 | 1041980 | A2 | J | P/E DISAPPROVED | 2003-10-24 | OTHER | 108 | [6 empty] | Y | [7 empty] | X | [5 empty] | BARRY L MALTZ | PE | 0057985 |  | 2003-10-21 | 2003-10-21 | 2003-10-21 | 2003-10-24 | 0 | 0 | 10000 | 191.5 | STANDARD | 0 |  |  | 0 | 0 | 6 | 85 | 0 |  | E |  | R8B |  |  |  | CORPORATE | Y | GLENDA K BURKHART | THE ANDREW W. MELLON FOUNDATION | 140 EAST 62ND STREET | NEW YORK NY 10021 | 2128388400 | PROVIDE FIRE ALARM SYSTEM AS PER PLANS FILED. NO CHANGE IN USE, OCCUPANCY OR EGRESS.
103597145 | 01 | MANHATTAN | 151 | EAST 61 STREET | 01396 | 00025 | 1041980 | A2 | J | P/E DISAPPROVED | 2003-10-24 | OTHER | 108 | [6 empty] | Y | [6 empty] | X | [6 empty] | BARRY L MALTZ | PE | 0057985 |  | 2003-10-21 | 2003-10-21 | 2003-10-21 | 2003-10-22 | 0 | 0 | 5000 | 140 | STANDARD | 0 |  |  | 0 | 0 | 6 | 85 | 1 |  | E |  | R8B |  |  |  | CORPORATE | Y | GLENDA K BURKHART | THE ANDREW W. MELLON FOUNDATION | 140 EAST 62ND STREET | NEW YORK NY 10021 | 2128388400 | PROVIDE PRE-ACTION SPRINKLER AS PER PLANS FILED. NO CHANGE IN USE, OCCUPANCY, OR EGRESS.
103597350 | 01 | MANHATTAN | 666 | 5 AVENUE | 01268 | 00034 | 1034520 | A2 | P | APPROVED | 2003-10-24 | OTHER | 105 | [18 empty] | X | GC | CARL PUCCI | RA | 0016019 |  | 2003-10-21 | 2003-10-21 | 2003-10-21 | 2003-10-22 | 2003-10-24 | 0 | 15000 | 243 | STANDARD | 0 |  |  | 0 | 0 | 0 | 0 | 0 | [7 empty] | PARTNERSHIP |  | PETER FEBO | 666 5TH AVENUE LP | 666 5TH AVENUE | NEW YORK NY 10103 | 2125824558 | FOR THE REMOVAL OF CONVENIENCE STAIR CONNECTING THE 16TH AND 17TH FLO ORS ASW PER PLANS. NO CHANGE TO USE, EGRESS OR OCCUPANCY.
103597644 | 01 | MANHATTAN | 7 | WEST 16 STREET | 00818 | 00035 | 1015390 | A2 | R | PERMIT-ENTIRE | 2003-10-24 | OTHER | 105 |  | Y | [8 empty] | X | [9 empty] | HUGH W CHRYSLER | PE | 0076805 |  | 2003-10-21 | 2003-10-21 | 2003-10-21 | 2003-10-22 | 2003-10-23 | 2003-10-24 | 0 | 100 | STANDARD | 0 |  |  | 0 | 0 | 0 | 0 | 0 | [7 empty] | INDIVIDUAL |  | RANDY MORRISON | RANDY MORRISON | 7 WEST 16TH STREET | NEW YORK NY 10011 | 2126915166 | REPLACE OIL BURNER.
103597369 | 01 | MANHATTAN | 305 | EAST 46 STREET | 01339 | 00005 | 1038897 | A2 | J | P/E DISAPPROVED | 2003-10-24 | OTHER | 106 | [18 empty] | X | GC | TED MOUDIS | RA | 0016198 |  | 2003-10-21 | 2003-10-21 | 2003-10-21 | 2003-10-22 | 0 | 0 | 60000 | 706.5 | STANDARD | 0 |  |  | 0 | 0 | 0 | 0 | 0 | [7 empty] | PARTNERSHIP |  | EDMOND ALBANO | ALNO COMPANY | 305 E 46TH STREET | NEW YORK NY 10017 | 2127555084 | REMOVAL OF NON-LOAD BEARING PARTITIONS AND RELATED FINISHES AS PER PLANS FILED HEREWITH. NO CHANGE TO USE, EGRESS OR OCCUPANCY.
103597181 | 01 | MANHATTAN | 530 | 7 AVENUE | 00788 | 00049 | 1014485 | A2 | J | P/E DISAPPROVED | 2003-10-24 | OTHER | 105 | [14 empty] | X | [5 empty] | DAVID M LAU | PE | 0074145 |  | 2003-10-21 | 2003-10-21 | 2003-10-21 | 2003-10-24 | 0 | 0 | 12000 | 212.1 | STANDARD | 0 |  |  | 0 | 0 | 0 | 0 | 0 | [7 empty] | PARTNERSHIP |  | ROBERT SAVITT | G & S REALTY 1, LLC | 530 7TH AVENUE | NEW YORK NY 10018 | 2129448006 | INSTALL ADDITIONAL FIRE ALARM EQUIPMENT AND TIE INTO THE EXISTING MODIFI ED CLASS "E" FIRE ALARM SYSTEM AS SHOWN ON RISER DIAGRAM. NO CHANGE IN USE, EGRE SS OR OCCUPANCY.
103597190 | 01 | MANHATTAN | 550 | 7 AVENUE | 00789 | 00036 | 1014501 | A2 | J | P/E DISAPPROVED | 2003-10-24 | OTHER | 105 | [14 empty] | X | [5 empty] | DAVID M LAU | PE | 0074145 |  | 2003-10-21 | 2003-10-21 | 2003-10-21 | 2003-10-24 | 0 | 0 | 12000 | 212.1 | STANDARD | 0 |  |  | 0 | 0 | 0 | 0 | 0 | [7 empty] | PARTNERSHIP |  | ANTHONY ROBUSTELLI | THE ADLER HOLDINGS II, LLC. | 654 MADISON AVENUE | NEW YORK NY 10021 | 2123550600 | INSTALL ADDITIONAL FIRE ALARM EQUIPMENT AND TIE INTO THE EXISTING MODIFIED CLASS 'E' FIRE ALARM SYSTEM AS SHOWN ON RISER DIAGRAM. NO CHANGE IN USE OCCUPANCY OR EGRESS UNDER THIS APPLICATION.
103597207 | 01 | MANHATTAN | 386 | PARK AVENUE SOUTH | 00857 | 00038 | 1016890 | A2 | J | P/E DISAPPROVED | 2003-10-24 | OTHER | 105 | [14 empty] | X | [5 empty] | DAVID M LAU | PE | 0074145 |  | 2003-10-21 | 2003-10-21 | 2003-10-21 | 2003-10-24 | 0 | 0 | 12000 | 212.1 | STANDARD | 0 |  |  | 0 | 0 | 0 | 0 | 0 | [7 empty] | PARTNERSHIP |  | JAMES ROSBASH | PARK SOUTH CONTROL, LLC | 386 PARK AVENUE, SOUTH | NEW YORK NY 10016 | 2125327370 | INSTALL ADDITONAL FIRE ALARM EQUIPMENT A ND TIE INTO THE EXISTING MODIFI D CLASS "E" FIRE ALARM SYSTEM AS SHOWN O N RISER DIAGRAM. NO CHANE IN USE, OCCUP NCY OR EGRESS.
103562244 | 02 | MANHATTAN | 51 | MADISON AVENUE | 00856 | 00024 | 1016880 | A2 | D | A/P ENTIRE | 2003-10-21 | OTHER | 105 |  | Y |  |  |  |  | Y | X | X | [11 empty] | Edward T McCune | PE | 0675021 |  | 2003-10-21 | 2003-10-21 | 2003-10-21 | 0 | 0 | 0 | 200000 | 2148.5 | STANDARD | 0 |  |  | 0 | 0 | 0 | 330 | 1 |  |  |  | C5-3 | [10 empty] | Modification of ductwork and installation of AC untis and plumbing fixtures on sub-cellar (basement # 2) as per floor as per plans filed herewith. No change iin use egress or occupancy.
103595584 | 02 | MANHATTAN | 841 | BROADWAY | 00565 | 00015 | 1080132 | A2 | P | APPROVED | 2003-10-21 | OTHER | 102 | [6 empty] | Y | X | X | [11 empty] | Charles C Copeland | PE | 0045101 | Y | 2003-10-21 | 2003-10-21 | 2003-10-21 | 0 | 0 | 0 | 57000 | 675.6 | STANDARD | 0 |  |  | 0 | 0 | 0 | 150 | 1 |  |  |  | C6-1 | C6-4 |  | US | [7 empty] | Install HVAC and new plumbing fixtures as shown on plans filed herewith. No change in use, egress, or occupancy.
103597216 | 01 | MANHATTAN | 236 | EAST 25 STREET | 00905 | 00040 | 1019796 | A2 | P | APPROVED | 2003-10-21 | OTHER | 106 | [6 empty] | Y | [11 empty] | X | STAIR PLATFORM | Saverio Tarantino | PE | 0063991 | Y | 2003-10-21 | 2003-10-21 | 2003-10-21 | 0 | 2003-10-21 | 0 | 3000 | 100 | STANDARD | 0 |  |  | 0 | 0 | 6 | 65 | 29 |  | RES |  | R8B |  |  |  | PARTNERSHIP |  | LAWRENCE ZOMBEK | 234/240 EAST 25TH ST ASSOCIATES | 249 WEST 76 STREET | NEW YORK NY 10023 | 2124967387 | REPLACEMENT OF EXISTING EXTERIOR METAL STAIR AND PLATFORM LEADING TO COURTYARD FROM FIRST FLOOR. FILED TO CORRECT VIOLATION # ECB 34401113P. NO CHANGE TO OCCUPANCY, USE OR EGRESS.
103597163 | 01 | MANHATTAN | 108 | SEVENTH AVENUE SOUTH | 00591 | 00053 | 1010201 | A2 | P | APPROVED | 2003-10-22 | OTHER | 102 |  | Y |  |  |  |  | Y | [8 empty] | X |  |  | X | GEN CONSTRUC | Saverio Tarantino | PE | 0063991 | Y | 2003-10-21 | 2003-10-22 | 2003-10-22 | 0 | 2003-10-22 | 0 | 20000 | 424.5 | STANDARD | 0 |  |  | 0 | 0 | 3 | 35 | 0 |  | COM |  | C4-5 |  |  |  | INDIVIDUAL |  | SUZANNE TWITCHELL | N/A | 359 ASHAROKEN AVENUE | NORTHPORT NY 11768 | 5162618139 | REPLACEMENT OF EXISTING STOREFRONT AND WINDOW AT 1ST, 2ND AND 3RD FLOORS. NO CHANGE IN OCCUPANCY, USE OR EGRESS.
103596128 | 01 | MANHATTAN | 323-327 | AVENUE OF THE AMERICAS | 00589 | 00031 | 1010072 | A2 | J | P/E DISAPPROVED | 2003-10-24 | OTHER | 102 | [6 empty] | Y | [7 empty] | X | [5 empty] | Arthur Metzler | PE | 0076082 |  | 2003-10-20 | 2003-10-22 | 2003-10-22 | 2003-10-24 | 0 | 0 | 75000 | 861 | STANDARD | 0 |  |  | 0 | 0 | 3 | 48 | 0 |  | F-1A |  | C1-5 | R7-2 |  |  | INDIVIDUAL |  | Lawrence Friedland |  | 22 East 65th Street | New York NY 10021 | 2127443300 | Fire alarm modifications on the cellar - 3rd floors as indicated on plans. Application filed in conjunction with 103554663. No change in use, egress, or occupancy. No change in LL5/73 compliance - sprinklered.
103596137 | 01 | MANHATTAN | 323-327 | AVENUE OF THE AMERICAS | 00589 | 00031 | 1010072 | A2 | F | ASSIGNED TO P/E | 2003-10-23 | OTHER | 102 | [6 empty] | Y | [11 empty] | X | INT. RENOVATION | Lawrence B Bogdanow | RA | 0168611 |  | 2003-10-20 | 2003-10-22 | 2003-10-22 | 2003-10-23 | 0 | 0 | 873000 | 9080.4 | STANDARD | 0 |  |  | 0 | 0 | 3 | 48 | 0 |  | F-1A |  | C1-5 | R7-2 |  |  | INDIVIDUAL |  | Lawrence Friedland |  | 22 East 65th Street | New York NY 10021 | 2127443300 | Interior renovations on the cellar - 3rd floors as indicated on plans. Application filed in conjunction with 103554663. No change in use, egress, or occupancy. No change in LL5/73 compliance - sprinklered.
103596146 | 01 | MANHATTAN | 323-327 | AVENUE OF THE AMERICAS | 00589 | 00031 | 1010072 | A2 | F | ASSIGNED TO P/E | 2003-10-23 | OTHER | 102 | [6 empty] | Y | [6 empty] | X | [6 empty] | Arthur Metzler | PE | 0076082 |  | 2003-10-20 | 2003-10-22 | 2003-10-22 | 2003-10-23 | 0 | 0 | 30000 | 397.5 | STANDARD | 0 |  |  | 0 | 0 | 3 | 48 | 0 |  | F-1A |  | C1-5 | R7-2 |  |  | INDIVIDUAL |  | Lawrence Friedland |  | 22 East 65th Street | New York NY 10021 | 2127443300 | Sprinkler modifications on the cellar - 3rd floors as indicated on plans. Application filed in conjunction with 103554663. No change in use, egress, or occupancy. No change in LL5/73 compliance - sprinklered.
103595842 | 01 | MANHATTAN | 41 | AVENUE D | 00374 | 00041 | 1004419 | A2 | Q | PERMIT-PARTIAL | 2003-10-22 | OTHER | 103 | [6 empty] | Y | X | X | [9 empty] | X | GEN.CONSTRUCTN. | SAMER M ABOU-GHAIDA | PE | 0071407 | Y | 2003-10-20 | 2003-10-22 | 2003-10-22 | 0 | 2003-10-22 | 0 | 45000 | 552 | STANDARD | 0 |  |  | 0 | 0 | 6 | 60 | 0 |  | COM |  | C1-5 |  |  |  | INDIVIDUAL |  | GERALD PLATT | 355 EAST 4TH STREET ASSOCIATES | 1636 3RD AVENUE | NEW YORK NY 10128 | 2123694451 | Renovate existing UG 6 commercial space and create an eating and drinking space. New drop ceiling. No change in Use, Egress or Occupancy
103594308 | 01 | MANHATTAN | 58 | CENTRAL PARK WEST | 01111 | 00001 | 1085771 | A2 | F | ASSIGNED TO P/E | 2003-10-24 | OTHER | 107 | [8 empty] | X | [11 empty] | MICHAEL ASHKENAZI | PE | 0058601 |  | 2003-10-21 | 2003-10-22 | 2003-10-22 | 2003-10-24 | 0 | 0 | 30000 | 397.5 | STANDARD | 0 |  |  | 0 | 0 | 0 | 0 | 0 |  |  |  | R8 |  |  |  | PARTNERSHIP |  | ALAN GARMISE | TAVERN ON THE GREEN CP | 1995 BROADWAY | N.Y. NY 10023 | 2125014484 | REPLACEMENT & UPGRADING OF HVAC SYSTEMS FOR BANQUET OFFICES.TOILET ROOMS CHEF'S OFFICE & POT WASHING
103597608 | 01 | MANHATTAN | 332 | EAST 90 STREET | 01552 | 00033 | 1050123 | A2 | P | APPROVED | 2003-10-22 | OTHER | 108 | [6 empty] | Y | X |  | X | [10 empty] | John C Hulme | RA | 0020419 | Y | 2003-10-21 | 2003-10-22 | 2003-10-22 | 0 | 2003-10-22 | 0 | 23000 | 325.4 | STANDARD | 0 |  |  | 0 | 0 | 5 | 55 | 10 |  | RES |  | R8B |  |  |  | CORPORATE |  | SHAWN LIAO | HYDRA RIVERSIDE CORPORATION | 454 WEST 57TH STREET | NEW YORK NY 10116 | 2129576934 | PROPOSED TO REMOVED EXISTING OIL BOILER AND REPLACE WITH NEW GAS BOILER IN SAME LOCATION IN CELLAR. INSTALL NEW GAS METER AND GAS LINES FOR BOILER .NO CHANGE IN USE EGRESS AND OCCUPANCY.
103594326 | 01 | MANHATTAN | 815 | WEST 181 STREET | 02179 | 00093 | 1064337 | A2 | P | APPROVED | 2003-10-22 | OTHER | 112 | [6 empty] | Y | [11 empty] | X | FACADE REPAIRS | Harold Dooley | PE | 0053183 | Y | 2003-10-21 | 2003-10-22 | 2003-10-22 | 0 | 2003-10-22 | 0 | 40000 | 500.5 | STANDARD | 0 |  |  | 0 | 0 | 6 | 66 | 6 |  | RES |  | R7-2 |  |  |  | CORPORATE |  | Micheal Edelstein | 815 Realty LLC | 2207 Coney Island Avenue | Brooklyn NY 11223 | 7186278394 | Facade repairs as per plans filed herewith. No change to use, egress or occupancy. Sidewalk shed is filed under separate application.
103596066 | 01 | MANHATTAN | 148 | MADISON AVENUE | 00861 | 00064 | 1017000 | A2 | P | APPROVED | 2003-10-22 | OTHER | 105 | [6 empty] | Y | [11 empty] | X | FACADE REPAIRS | Harold Dooley | PE | 0053183 | Y | 2003-10-21 | 2003-10-22 | 2003-10-22 | 0 | 2003-10-22 | 0 | 60000 | 706.5 | STANDARD | 0 |  |  | 0 | 0 | 16 | 160 | 16 |  | COM |  | C5-2 |  |  |  | PARTNERSHIP |  | David Winoker | 148 Madison LP | 1410 Broadway | New York NY 10018 | 2125192021 | Facade repairs as per plans filed herewith. No change to use, or egress, or occupancy. Sidewalk shed filed under separate application.
103596832 | 01 | MANHATTAN | 346 | EAST 13 STREET | 00454 | 00032 | 1006487 | A2 | Q | PERMIT-PARTIAL | 2003-10-24 | OTHER | 103 | [7 empty] | X | [10 empty] | X | GC | JOSE MARTINEZ | RA | 0016452 | Y | 2003-10-21 | 2003-10-22 | 2003-10-22 | 0 | 2003-10-22 | 0 | 14000 | 232.7 | STANDARD | 0 |  |  | 0 | 0 | 6 | 60 | 20 | [7 empty] | PARTNERSHIP |  | DAVID JACOBSON | 346 EAST 13TH ST. LL | 647 EAST 11TH STREET | NEW YORK NY 10011 | 2125052499 | INTERIOR RENOVATION OF APT. #19 @ 5TH FL . INCLUDING RELOCATION OF BATH OM FIXTURES, REMOVAL OF KITCHEN FIXTURES , INSTALLATION OF NEW KITCHEN FIXTURES PARTITION WORK & NEW FINISHES AS SHOWN ON PLANS. NO CHANGE IN USE, EGRESS OR OC CUPANCY.
103594317 | 01 | MANHATTAN | 177 | MADISON AVENUE | 00863 | 00063 | 1017091 | A2 | F | ASSIGNED TO P/E | 2003-10-23 | OTHER | 105 | [6 empty] | Y |  | X | [11 empty] | James L Robinson | RA | 0011801 |  | 2003-10-22 | 2003-10-22 | 2003-10-22 | 2003-10-23 | 0 | 0 | 8000 | 170.9 | STANDARD | 0 |  |  | 0 | 0 | 5 | 55 | 0 |  | F-4 |  | C5-2 |  |  |  | INDIVIDUAL |  | JAMES KWAK | MELANIE CAFE | 177 MADISON AVENUE | NEW YORK NY 10016 | 2127797850 | REPLACEMENT OF EXISTING DUCTWORKS AT REAR YARD FOR EXISTING RESTAURANT. NO CHANGE IN USE, EGRESS OR OCCUPANCY.
103596903 | 01 | MANHATTAN | 80 | EAST END AVENUE | 01580 | 00023 | 1051198 | A2 | P | APPROVED | 2003-10-23 | OTHER | 108 | [6 empty] | Y | X | [10 empty] | X | GC | Garrett Gourlay | RA | 0029513 |  | 2003-10-22 | 2003-10-22 | 2003-10-22 | 2003-10-23 | 2003-10-23 | 0 | 75000 | 861 | STANDARD | 0 |  |  | 0 | 0 | 20 | 190 | 120 |  | RES |  | R10A |  |  |  | CORPORATE |  | Ian Crawford | 80 East End Owners Corp. | 80 East End Avenue | New York NY 10028 | 2127949249 | Interior alteration and plumbing fixture replacement within a single demised dwelling unit. No change in use, egress or occupancy.
103597546 | 01 | MANHATTAN | 345 | EAST 81 STREET | 01544 | 00019 | 1049854 | A2 | P | APPROVED | 2003-10-22 | OTHER | 108 | [6 empty] | Y | X | [10 empty] | X | GC | Barry J Bank | PE | 0048991 | Y | 2003-10-22 | 2003-10-22 | 2003-10-22 | 0 | 2003-10-22 | 0 | 20000 | 294.5 | STANDARD | 0 |  |  | 0 | 0 | 21 | 200 | 215 |  | RES |  | C1-9 |  |  |  | CORPORATE |  | Albert Mayas | 81 Street Residence Corporation | 345 East 81 Street | New York NY 10028 | 2122494159 | This application is being filed to install a new 3 piece Bathroom and erect minor interior partitions.No changes to use Group, egress or occupancy.
103596360 | 01 | MANHATTAN | 226 | EAST 86 STREET | 01531 | 00036 | 1048780 | A2 | P | APPROVED | 2003-10-24 | OTHER | 108 | [6 empty] | Y | [11 empty] | X | GEN CONSTRUCTIO | Howard L Zimmerman | RA | 0014327 |  | 2003-10-22 | 2003-10-22 | 2003-10-22 | 2003-10-23 | 2003-10-24 | 0 | 75000 | 861 | STANDARD | 0 |  |  | 0 | 0 | 12 | 120 | 0 |  | PUB |  | C2-8A |  |  |  | INDIVIDUAL |  | Benny A Caiola | Bettina Equities Company | 230 East 85th Street | New York NY 10028 | 2127728830 | Filing to restore and install new relieving angles and lintels. Install vertical and horizontal expansion joints and miscellanous brick replacement as per plans. No change in use, egress or occupancy.
103596921 | 01 | MANHATTAN | 55 | WEST 13 STREET | 00577 | 00071 | 1009722 | A2 | P | APPROVED | 2003-10-23 | OTHER | 102 | [18 empty] | X | ARCHITECTURAL | ROLF OHLHAUSEN | RA | 0007996 |  | 2003-10-22 | 2003-10-22 | 2003-10-22 | 2003-10-23 | 2003-10-23 | 0 | 6000 | 150.3 | EXEMPT | 0 |  |  | 0 | 0 | 0 | 0 | 0 | [7 empty] | CORPORATE |  | JAMES MURTHA | NEW SCHOOL UNIVERSITY | 66 WEST 12TH STREET | NEW YORK NY 10011 | 2122295650 | FILED HEREWITH PARTITONS AND FIT-OUTS OF THE 1ST FLOOR AS PER PLANS FILED HEREWITH. NO CHANGE OF USE, EGRESS OR OCCUPANCY.
103596930 | 01 | MANHATTAN | 314 | WEST 101 STREET | 01889 | 00026 | 1057138 | A2 | R | PERMIT-ENTIRE | 2003-10-23 | OTHER | 107 | [9 empty] | X | X | [9 empty] | ROBERT J PEROTTO | PE | 0039622 |  | 2003-10-22 | 2003-10-22 | 2003-10-22 | 2003-10-23 | 2003-10-23 | 2003-10-23 | 0 | 100 | STANDARD | 0 |  |  | 0 | 0 | 0 | 0 | 0 | [7 empty] | INDIVIDUAL |  | JACK ROSENTHAL | N/A | 401 WEST END AVENUE | NEW YORK NY 10024 | 2127870714 | REPLACE BOILER AND BURNER. NO CHANGE IN USE, EGRESS OR OCCUPANCY.
103597822 | 01 | MANHATTAN | 7 | EAST 13 STREET | 00571 | 07501 | 1009403 | A2 | F | ASSIGNED TO P/E | 2003-10-23 | OTHER | 102 | [6 empty] | Y | X | [10 empty] | X | GEN.CONSTRUCTN. | Dan Ionescu | RA | 0020424 |  | 2003-10-22 | 2003-10-22 | 2003-10-22 | 2003-10-23 | 0 | 0 | 30000 | 397.5 | STANDARD | 0 |  |  | 0 | 0 | 5 | 72 | 39 |  | C |  | C6-1 |  |  |  | CORPORATE | Y | Arnold Toren | 13th Street Associates, L.P. | 7-11 13th Street | New York NY 10018 | 2122535577 | The scope of work is new partitions and doors to create egress corridor. New roof hatch. No change in use, occupancy or egress.
103597831 | 01 | MANHATTAN | 12 | WEST 57 STREET | 01272 | 00047 | 1081138 | A2 | F | ASSIGNED TO P/E | 2003-10-23 | OTHER | 105 | [7 empty] | X | X | [11 empty] | ROBERT DERECTOR | PE | 0054953 |  | 2003-10-22 | 2003-10-22 | 2003-10-22 | 2003-10-23 | 0 | 0 | 25000 | 346 | STANDARD | 0 |  |  | 0 | 0 | 10 | 105 | 0 |  |  |  | C5-3 |  |  |  | CORPORATE |  | JOANNE AGOGLIA | TRIGON 57 LLC | 16 W 52 ST 9TH FLOOR | N.Y. NY 10022 | 2129742210 | RELOCATE MECHANICAL AND PUMPING EQUIPMEN T FROM ROOM IN CELLAR NO CHANGE IN USE EGRESS OR OCCUPANCY
103596949 | 01 | MANHATTAN | 53 | EAST 86 STREET | 01498 | 07501 | 1046862 | A2 | Q | PERMIT-PARTIAL | 2003-10-24 | OTHER | 108 | [6 empty] | Y | X | [10 empty] | X | PARTITIONS | THOMAS BISHOP | RA | 0018857 | Y | 2003-10-22 | 2003-10-22 | 2003-10-22 | 0 | 2003-10-22 | 0 | 15000 | 243 | STANDARD | 0 |  |  | 0 | 0 | 15 | 155 | 210 |  | RES |  | R10 |  |  |  | CORPORATE |  | Matthew Newman | 55 East 86th Street Condominium | 9 East 38th Street | New York NC 10016 | 2126848282 | Removal of interior partitions and removal and capping of plumbing fixtures on the 9th floor as per plans filed herewith. No change in use, egress or occupancy.
103597555 | 01 | MANHATTAN | 60 | EAST 42 STREET | 01276 | 00042 | 1035335 | A2 | J | P/E DISAPPROVED | 2003-10-24 | OTHER | 105 | [6 empty] | Y | [7 empty] | X | [5 empty] | Mordechai Chetrit | PE | 0052439 |  | 2003-10-22 | 2003-10-22 | 2003-10-22 | 2003-10-24 | 0 | 0 | 12000 | 212.1 | STANDARD | 0 |  |  | 0 | 0 | 26 | 359 | 0 |  | E |  | C5-3 | C5-2.5 |  |  | PARTNERSHIP |  | Nicholas Cluess | Lincoln Building Associates | 60 East 42nd Street | New York NY 10165 | 2126974777 | fire alarm communication system changes on the 19th floor as indicated on drawings. No change in use, egress or occupancy filed under this application.
103597564 | 01 | MANHATTAN | 689 | 5 AVENUE | 01290 | 00001 | 1035741 | A2 | J | P/E DISAPPROVED | 2003-10-24 | OTHER | 105 |  | Y | [12 empty] | X | [5 empty] | CHARLES COPELAND | PE | 0045101 |  | 2003-10-22 | 2003-10-22 | 2003-10-22 | 2003-10-24 | 0 | 0 | 11000 | 201.8 | STANDARD | 0 |  |  | 0 | 0 | 0 | 0 | 0 | [7 empty] | CORPORATE |  | STEVE SONITIS | VORNADO REALTY TRUST | 888 7TH AVE | N.Y. NY 10019 | 2128947000 | MODIFICATION OF FIRE ALARM EQUIPMENT ON 6TH FLOOR AS INDICATED ON DRAWINGS
103593657 | 01 | MANHATTAN | 152 | WOOSTER STREET | 00514 | 00010 | 1007991 | A2 | P | APPROVED | 2003-10-22 | OTHER | 102 |  | Y |  |  |  |  | Y | [11 empty] | X | GENERAL CONST | Richard H Balser | PE | 0042976 | Y | 2003-10-22 | 2003-10-22 | 2003-10-22 | 0 | 2003-10-22 | 0 | 60000 | 706.5 | STANDARD | 0 |  |  | 0 | 0 | 6 | 80 | 12 |  | RES |  | M1-5A |  |  |  | CORPORATE |  | Rossella Livraga | 152 Wooster Street Owners Corp. | 152 Wooster Street | New York NY 10012 | 2127807417 | FACADE REPAIR ON NORTH, SOUTH AND EAST PARAPET WALL AS INDICATED ON DRAWINGS FILED HEREWITH. NO CHANGE IN USE, OCCUPANCY OR EGRESS.
103597859 | 01 | MANHATTAN | 90 | CHURCH STREET | 00086 | 00001 | 1001230 | A2 | P | APPROVED | 2003-10-24 | OTHER | 101 | [18 empty] | X | GEN.CONSTRUCTN. | MR. RICHARD S HAYDEN | RA | 0008935 |  | 2003-10-22 | 2003-10-22 | 2003-10-22 | 2003-10-24 | 2003-10-24 | 0 | 1352000 | 14014.1 | EXEMPT | 0 |  |  | 0 | 0 | 0 | 0 | 0 | [7 empty] | GOVERNMENT |  | MR. MATTHEW KALANDRANIS | UNITED STATES POSTAL SERVICES | 4301 WILSON BOULEVARD-SUITE#300 | ARLINGTON VA 222031861 | 7035262760 | REMOVAL AND INSTALLATION OF NON LOAD BEARING PARTITIONS AND RELATED FINISHES AS PER PLANS FILED HEREWITH. NO CHANGE TO USE, EGRESS OR OCCUPANCY UNDER THIS APPLICATION.
103593684 | 01 | MANHATTAN | 79 | MOTT STREET | 00200 | 00020 | 1002393 | A2 | F | ASSIGNED TO P/E | 2003-10-23 | OTHER | 103 | [6 empty] | Y |  | X | [9 empty] | X | GENERAL CONSTR | Noel Wong | RA | 026782 |  | 2003-10-22 | 2003-10-22 | 2003-10-22 | 2003-10-23 | 0 | 0 | 10000 | 191.5 | STANDARD | 0 |  |  | 0 | 0 | 0 | 0 | 0 |  |  |  | C6-1 |  |  |  | INDIVIDUAL | Y | Naomi Blumenthal | Estate of Jerome S. Blumethal | 125 E 17th Street | New York NY 10003 | 2124774171 | Replace existing ceiling with new drywall drop ceiling. Replace existing carpet with new vinyl tiles. Install a new 3.5 ton indoor A/C unit as shown on plan. No changes in use, egress or occupancy is involved at this application.
103597467 | 01 | MANHATTAN | 127 | EAST 69 STREET | 01404 | 00013 | 1042485 | A2 | P | APPROVED | 2003-10-22 | OTHER | 108 |  | Y |  |  |  |  | Y | X |  | X | [10 empty] | Marcelo Barujel | RA | 0020199 | Y | 2003-10-22 | 2003-10-22 | 2003-10-22 | 0 | 2003-10-22 | 0 | 18000 | 273.9 | STANDARD | 0 |  |  | 0 | 0 | 5 | 60 | 3 |  | RES |  | R8B | LH-1A |  |  | CORPORATE |  | Leigh Keno | 127 East 69, LLC | 127 East 69th Street | New York NY 10021 | 2127342381 | Replace existing gas boiler with new gas boiler HB Smith GB300-S-9, I = 800,000, O = 652,000, MEA# 109-97-E. No change to use, egress or occupancy.
103597868 | 01 | MANHATTAN | 90 | CHURCH STREET | 00086 | 00001 | 1001230 | A2 | F | ASSIGNED TO P/E | 2003-10-23 | OTHER | 101 | [18 empty] | X | GEN.CONSTRUCTN. | MR. RICHARD S HAYDEN | RA | 0008935 |  | 2003-10-22 | 2003-10-22 | 2003-10-22 | 2003-10-23 | 0 | 0 | 1233000 | 12788.4 | EXEMPT | 0 |  |  | 0 | 0 | 0 | 0 | 0 | [7 empty] | GOVERNMENT |  | MR. MATTHEW KALANDRANIS | UNITED STATES POSTAL SERVICE | 430 WILSON BLVD - SUITE 300 | ARLINGTON VA 22203 | 7035262760 | REMOVAL AND INSTALLATION OF NON LOAD BEA RING PARTITIONS AND RELATED FIN SHES AS PER PLANS FILED HEREWITH. NO CHA NGE TO USE, EGRESS OR OCCUPANCY UNDER T IS APPLICATION.
103597868 | 02 | MANHATTAN | 90 | CHURCH STREET | 00086 | 00001 | 1001230 | A2 | D | A/P ENTIRE | 2003-10-22 | OTHER | 101 | [7 empty] | X | X | [11 empty] | MR. DOUGLAS C MASS | PE | 0058375 |  | 2003-10-22 | 2003-10-22 | 2003-10-22 | 0 | 0 | 0 | 1411000 | 14621.8 | EXEMPT | 0 |  |  | 0 | 0 | 15 | 235 | 0 |  |  |  | C5-3CR | [10 empty] | MODIFICATION TO EXISTING HVAC SYSTEM AND PLUMBING AS PER PLANS FILED HE EWITH. NO CHANGE TO USE, EGRESS OR OCCUP ANCY UNDER THIS APPLICATION.
103597868 | 03 | MANHATTAN | 90 | CHURCH STREET | 00086 | 00001 | 1001230 | A2 | D | A/P ENTIRE | 2003-10-22 | OTHER | 101 | [18 empty] | X |  | AINE BRAZIL | PE | 0062542 |  | 2003-10-22 | 2003-10-22 | 2003-10-22 | 0 | 0 | 0 | 62800 | 737.4 | EXEMPT | 0 |  |  | 0 | 0 | 0 | 0 | 0 | [14 empty] | STRUCTURAL MODIFICATION AS PER PLANS FIL ED HEREWITH. NO CHANGE TO USE, GRESS OR OCCUPANCY UNDER THIS APPLICATIO N.
103597877 | 01 | MANHATTAN | 90 | CHURCH STREET | 00086 | 00001 | 1001230 | A2 | F | ASSIGNED TO P/E | 2003-10-24 | OTHER | 101 | [13 empty] | X | [6 empty] | MR. DOUGLAS C MASS | PE | 0058375 |  | 2003-10-22 | 2003-10-22 | 2003-10-22 | 2003-10-24 | 0 | 0 | 317000 | 3353.6 | EXEMPT | 0 |  |  | 0 | 0 | 0 | 0 | 0 |  | COM |  | C5-3CR |  |  |  | GOVERNMENT |  | MR. MATTHEW KALANDRANIS | UNITED STATES POSTAL SERVICE | 4301 WILSON BOULEVARD - SUITE#300 | ARLINGTON VA 222031861 | 7035262760 | MODIFICATION TO SPRINKLER SYSTEM AS PER PLANS FILED HEREWITH. NO CHANGES TO USE, EGRESS OR OCCUPANCY UNDER THIS APPLICATION.
103596556 | 01 | MANHATTAN | 3 | EAST 95 STREET | 01507 | 00005 | 1047420 | A2 | F | ASSIGNED TO P/E | 2003-10-23 | OTHER | 108 |  | Y | [16 empty] | X | GC | DON ZIVKOVIC | RA | 0019788 |  | 2003-10-22 | 2003-10-22 | 2003-10-22 | 2003-10-23 | 0 | 0 | 25000 | 346 | STANDARD | 0 |  |  | 0 | 0 | 0 | 0 | 0 | [7 empty] | PARTNERSHIP |  | VINA CHENG | 95LLC | 2-8 WELLINGTON STREET | CENTRAL HONG NY 10022 | 2127159100 | REMOVAL OF INTERIOR NON LOAD BEARING PARTITIONS AND RELATED FINISHES AS PER PLANS FILED HEREWITH, NO CHANGE IN USE, EGRESS OR OCCUPANCY.
103596379 | 01 | MANHATTAN | 443 | WEST 43 STREET | 01053 | 00014 | 1026351 | A2 | P | APPROVED | 2003-10-24 | OTHER | 104 | [6 empty] | Y | X | X | [9 empty] | X | GEN CONST | Ralph Mottola | PE | 0053893 |  | 2003-10-22 | 2003-10-22 | 2003-10-22 | 2003-10-23 | 2003-10-24 | 0 | 15000 | 243 | STANDARD | 0 |  |  | 0 | 0 | 4 | 42 | 4 |  | RES |  | R8 |  |  | SCD | CORPORATE |  | Louis Esposito | Royal Realty Corp. | 1155 Avenue of the Americas | New York NY 10036 | 2127891180 | at third floor and roof, install HVAC equipment and ductwork, at third floor, replace plumbing fixtures, no change to use, egress or occupancy
103596725 | 01 | MANHATTAN | 70 | EAST 96 STREET | 01507 | 00041 | 1047433 | A2 | Q | PERMIT-PARTIAL | 2003-10-24 | OTHER | 108 | [6 empty] | Y | X | X | [9 empty] | X | GC | Salvatore V LaRosa | RA | 0017051 | Y | 2003-10-22 | 2003-10-22 | 2003-10-22 | 0 | 2003-10-23 | 0 | 74000 | 850.7 | STANDARD | 0 |  |  | 0 | 0 | 17 | 175 | 67 |  | RES |  | R10A |  |  |  | CORPORATE |  | Maria Capraro | 70 East 96th Street Owners Corp. | 70 East 96th Street | New York NY 10128 | 2128764497 | Interior renovation to include construction of new partitions for infill of walls, HVAC work, and minor plumbing work as shown on plans filed herewith. No change in use, egress, or occupancy.
103596994 | 01 | MANHATTAN | 111 | EAST 56 STREET | 01311 | 00005 | 1036867 | A2 | P | APPROVED | 2003-10-24 | OTHER | 105 | [6 empty] | Y | X | X | [9 empty] | X | GC | GEORGE RYCAR | RA | 0012965 |  | 2003-10-22 | 2003-10-22 | 2003-10-22 | 2003-10-23 | 2003-10-24 | 0 | 50000 | 603.5 | STANDARD | 0 |  |  | 0 | 0 | 20 | 255 | 0 |  | PUB |  | C5-2 | C5-3 |  |  | CORPORATE |  | WERNER HOEFER | 129 EAST 56TH STREET CORP. | 111 EAST 56TH STREET | NEW YORK NY 10022 | 2127538600 | PARTITION AND PLUMBING WORK IN EXISTING HOTEL SUITE, PROVISION OF A NEW HANDICAPPED ADAPTABLE BATHROOM. ALL AS PER PLANS & APPLICATIONS FILED HEREWITH. THERE IS NO CHANGE IN USE, OCCUPANCY OR MEANS OF EGRESS.
102302535 | 01 | MANHATTAN | 419 | EAST 66 STREET | 01461 | 00007 | 1045569 | A2 | P | APPROVED | 2003-10-22 | OTHER | 108 | [18 empty] | X | CONSTRUCTION | MAHER Z LABIB | PE | 0051123 | Y | 2003-10-22 | 2003-10-22 | 2003-10-22 | 2003-10-22 | 2003-10-22 | 0 | 40000 | 600.5 | EXEMPT | 0 |  |  | 0 | 0 | 0 | 0 | 0 | [7 empty] | GOVERNMENT | Y | ELAN ABNERI | NY SCHOOL CONSTRUCTION AUTHORITY | 30-30 THOMSON AVENUE | LIC NY 11101 | 7184728524 | PS183 LEGALIZATION OF OFFICES SPACES IN AUDITORIUM. NO CHANGE IN USE, E GRESS OR OCCUPANCY.
103596734 | 01 | MANHATTAN | 11 | PARK PLACE | 00124 | 00004 | 1001399 | A2 | P | APPROVED | 2003-10-22 | OTHER | 101 | [6 empty] | Y | X | X | [9 empty] | X | GC | William W Sharples | RA | 0029168 | Y | 2003-10-22 | 2003-10-22 | 2003-10-22 | 0 | 2003-10-22 | 0 | 71000 | 819.8 | STANDARD | 0 |  |  | 0 | 0 | 18 | 180 | 0 |  | COM |  | C6-4 |  |  |  | PARTNERSHIP |  | Kenneth Carmel | 11 Park Place LLC c/o GVA | 380 Madison Avenue | New York NY 10017 | 2127163500 | Office renovation to include demolition and construction of new partitions, installation of convenience stair, modification of HVAC and minor plumbing as shown on plans submitted here with. No change in use, egress, or occupancy.
103597895 | 01 | MANHATTAN | 447 | FORT WASHINGTON AVENUE | 02177 | 00087 | 1064296 | A2 | P | APPROVED | 2003-10-22 | OTHER | 112 | [6 empty] | Y | [11 empty] | X | GEN.CONSTRUCTN. | Alta Indelman | RA | 0015385 | Y | 2003-10-22 | 2003-10-22 | 2003-10-22 | 0 | 2003-10-22 | 0 | 5000 | 140 | STANDARD | 0 |  |  | 0 | 0 | 6 | 72 | 43 |  | RES |  | R7-2 |  |  |  | CORPORATE |  | David Georger | 447 Ft Washington Owners Corp. | 447 Ft Washington # 3 | New York NC 10033 | 2128968689 | It is proposed to remove blockings from existing masonry openings and replace with new windows as shown on plans. No change in, use, egress or occupancy.
103596565 | 01 | MANHATTAN | 5 | EAST 95 STREET | 01507 | 00007 | 1047421 | A2 | F | ASSIGNED TO P/E | 2003-10-23 | OTHER | 108 |  | Y | [16 empty] | X | GC | DON ZIVKOVIC | RA | 0019788 |  | 2003-10-22 | 2003-10-22 | 2003-10-22 | 2003-10-23 | 0 | 0 | 80000 | 912.5 | STANDARD | 0 |  |  | 0 | 0 | 0 | 0 | 0 | [7 empty] | PARTNERSHIP |  | VINA CHENG | 95 LLC | 2-8 WELLINGTON STREET | CENTRAL HONG KO NY 10022 | 2127159100 | REMOVAL OF ENTIRE BUILDING AND FOUNDATIO N TO REMAIN AS PER PLANS FILED HEREWITH. NO CHANGE TO USE, EGRESS OR OCCUPANCY.
103596422 | 01 | MANHATTAN | 401 | EAST 74 STREET | 01469 | 07501 | 1045891 | A2 | P | APPROVED | 2003-10-24 | OTHER | 108 | [18 empty] | X | GC | ANDREW F KAPLAN | PE | 0075267 |  | 2003-10-22 | 2003-10-22 | 2003-10-22 | 2003-10-23 | 2003-10-24 | 0 | 20000 | 294.5 | STANDARD | 0 |  |  | 0 | 0 | 0 | 0 | 0 | [7 empty] | CORPORATE |  | KEITH HOLDEN | LAWRENCE PROEPRTIES` | 855E AVENUE OF THE AMERICAS | NEW YORK NY 10001 | 2128688320 | POINTING, LINTEL WATERPROOFING, MINOR BRICK REPLACEMENT. NO CHANGE IN USE, EGRESS OR OCCUPANCY. ALL AS PER PLANS FILED HEREWITH.
103596538 | 01 | MANHATTAN | 234 | EAST 14 STREET | 00469 | 00025 | 1006904 | A2 | P | APPROVED | 2003-10-23 | OTHER | 103 | [18 empty] | X | GC | ANDREW F KAPLAN | PE | 0075267 |  | 2003-10-22 | 2003-10-22 | 2003-10-22 | 2003-10-23 | 2003-10-23 | 0 | 50000 | 603.5 | STANDARD | 0 |  |  | 0 | 0 | 0 | 0 | 0 | [7 empty] | CORPORATE |  | RON GODEL | NEW BEDFORD MGMT | 333 PARK AVENUE SO | NEW YORK NY 10010 | 2126746123 | REBUILD AND REPAIR PARAPET. ALL AS PER PLANS FILED HEREWITH. NO CHANGE IN USE, EGRESS OR OCCUPANCY.
103596743 | 01 | MANHATTAN | 215 | SOUTH END AVENUE | 00016 | 00080 | 1000055 | A2 | J | P/E DISAPPROVED | 2003-10-24 | OTHER | 101 | [6 empty] | Y | [7 empty] | X | [5 empty] | Ainsley A Ferraro | PE | 0062079 |  | 2003-10-22 | 2003-10-22 | 2003-10-22 | 2003-10-24 | 0 | 0 | 7000 | 160.6 | STANDARD | 0 |  |  | 0 | 0 | 15 | 180 | 0 |  | G |  | C6-4CR |  |  |  | CORPORATE |  | Patricia Dunphy | River Rose L.L.C. | 333 Rector Place | New York NY 10280 | 2129841795 | Additional installation of individually coded fire alarm equipment.
103591338 | 02 | MANHATTAN | 180 | FORT WASHINGTON AVENUE | 02138 | 00040 | 1084386 | A2 | D | A/P ENTIRE | 2003-10-22 | OTHER | 112 | [6 empty] | Y |  | X | [11 empty] | John H Szalkay | PE | 0048751 |  | 2003-10-22 | 2003-10-22 | 2003-10-22 | 0 | 0 | 0 | 72000 | 830.1 | EXEMPT | 0 |  |  | 0 | 0 | 0 | 0 | 0 |  |  |  | R8 | [10 empty] | Modify HVAC ductwork and equipment to accommodate renovation to existing elevator machine room in existing hospital building as indicated on plans filed herewith. No change to use, egress or occupancy.
103597920 | 01 | MANHATTAN | 1260 | SIXTH AVENUE | 01266 | 00001 | 1083861 | A2 | P | APPROVED | 2003-10-24 | OTHER | 105 |  | Y | [11 empty] | X | [6 empty] | ROBERT BENAZZI | PE | 0050897 |  | 2003-10-22 | 2003-10-22 | 2003-10-22 | 2003-10-23 | 2003-10-24 | 0 | 35000 | 449 | STANDARD | 0 |  |  | 0 | 0 | 0 | 0 | 0 |  | PUB |  | C5-3 | C5-2.5 |  |  | CORPORATE |  | JOSEPH SZABO | RCPILANDMARK PROP. LLC | 45 ROCKEFELLER PLAZA | NEW YORK NY 10111 | 2123326500 | PROPOSE TO INSTALL A PREACTION SPRINKLER SYSTEM IN SUBCELLAR TELECOMMUN CATIONS ROOMS. NO CHANGE IN EGRESS, USE O OCCUPANCY.
103597911 | 01 | MANHATTAN | 1260 | SIXTH AVENUE | 01266 | 00001 | 1083861 | A2 | J | P/E DISAPPROVED | 2003-10-24 | OTHER | 105 |  | Y | [12 empty] | X | [5 empty] | ROBERT BENAZZI | PE | 0050897 |  | 2003-10-22 | 2003-10-22 | 2003-10-22 | 2003-10-24 | 0 | 0 | 25000 | 346 | STANDARD | 0 |  |  | 0 | 0 | 0 | 0 | 0 | [7 empty] | CORPORATE |  | JOSEPH SZABO | RCPI LANDMARK PROPERTIES,LLC | 45 ROCKEFELLER PLAZA | NEW YORK NY 10111 | 2123326500 | TO INSTALL A SMOKE DETECTION/SPRINKLER ALARM SUBSYSTEM FOR THE PRE- ACTION SPRINKLER SYSTEM IN SUBCELLAR TELE ROOMS. NO CHANGE IN USE, EGRESS OR OCCUPANCY.
103596672 | 01 | MANHATTAN | 150 | EAST 69 STREET | 01403 | 00033 | 1042479 | A2 | F | ASSIGNED TO P/E | 2003-10-23 | OTHER | 108 | [6 empty] | Y | X | X | [9 empty] | X | GENERAL CONST | Kay L Akerlof | RA | 0166821 |  | 2003-10-22 | 2003-10-22 | 2003-10-22 | 2003-10-23 | 0 | 0 | 51000 | 613.8 | STANDARD | 0 |  |  | 0 | 0 | 28 | 265 | 379 |  | RES |  | C1-9 | R8B | R9X |  | CORPORATE |  | Monty Davis | 69th Tenants Corp. | 150 East 69th Street | New York NY 10022 | 2125352218 | Renovation of an existing apartment # 20 K. Architectural, plumbing and mechanical work. There is to be no change of use, occupancy or egress under this application.
103596690 | 01 | MANHATTAN | 30 | WEST 74 STREET | 01126 | 00048 | 1028679 | A2 | F | ASSIGNED TO P/E | 2003-10-23 | OTHER | 107 |  | Y |  |  |  |  | Y | X | X | [9 empty] | X | GENERAL CONST | Kevin White | RA | 0184661 |  | 2003-10-22 | 2003-10-22 | 2003-10-22 | 2003-10-23 | 0 | 0 | 61000 | 716.8 | STANDARD | 0 |  |  | 0 | 0 | 5 | 66 | 18 |  | RES |  | R8B | [5 empty] | Stanley Jonas | 28-30 W. 74th St. Owners, Inc. | 148 West 37th Street | New York NY 10018 | 2125950899 | Combination and renovation of apartments # 3C and 4C. Architectural, plumbing, and minor mechanical work. There is no change of use, egress or occupancy under this application.
103596752 | 01 | MANHATTAN | 377 | FIRST AVENUE | 00928 | 00024 | 1020575 | A2 | J | P/E DISAPPROVED | 2003-10-24 | OTHER | 106 | [7 empty] | X | [8 empty] | X |  |  |  | DINA VEDMED | RA | 0024178 |  | 2003-10-22 | 2003-10-22 | 2003-10-22 | 2003-10-23 | 0 | 0 | 3000 | 100 | STANDARD | 0 |  |  | 0 | 0 | 5 | 125 | 8 | [7 empty] | CORPORATE |  | LOUIS THEOTOKAS | I & M REALTY, LLC | 26 BLUEBIRD DR | ROSLYN HEIGHTS NY 11577 | 2123481616 | INSTALLATION OF KITCHEN FIRE SUPPRESSION SYSTEM. NO CHANGE IN USE, EGRE S OR OCCUPANCY.
103596761 | 01 | MANHATTAN | 195 | CENTER STREET | 00208 | 00019 | 1002675 | A2 | J | P/E DISAPPROVED | 2003-10-24 | OTHER | 102 | [7 empty] | X | [8 empty] | X |  |  |  | DINA VEDMED | RA | 0024178 |  | 2003-10-22 | 2003-10-22 | 2003-10-22 | 2003-10-23 | 0 | 0 | 3000 | 100 | STANDARD | 0 |  |  | 0 | 0 | 6 | 75 | 0 | [7 empty] | CORPORATE |  | LANCE STEINBERG | GUANGDONG BLDG. INC. | 233 CANAL STREET | NEW YORK NY 10013 | 2129251950 | INSTALLATION OF KITCHEN FIRE SUPPRESSION SYSTEM. NO CHANGE IN USE, EGRE S OR OCCUPANCY.
103596770 | 01 | MANHATTAN | 785 | BROADWAY | 00561 | 07501 | 1009099 | A2 | J | P/E DISAPPROVED | 2003-10-24 | OTHER | 102 | [7 empty] | X | [8 empty] | X |  |  |  | DINA VEDMED | RA | 0024178 |  | 2003-10-22 | 2003-10-22 | 2003-10-22 | 2003-10-23 | 0 | 0 | 3000 | 100 | STANDARD | 0 |  |  | 0 | 0 | 14 | 150 | 230 | [7 empty] | CORPORATE |  | ADAM ROSE | DWELLING MANAGERS,INC. | 380 MADISON AVENUE | NEW YORK NY 10017 | 2122106789 | INSTALLATION OF KITCHEN FIRE SUPPRESSION SYSTEM. NO CHANGE IN USE, EGRE S OR OCCUPANCY.
103596468 | 01 | MANHATTAN | 250 | WEST 57 STREET | 01028 | 00056 | 1024899 | A2 | P | APPROVED | 2003-10-22 | OTHER | 105 | [6 empty] | Y | [11 empty] | X | GC | ROBERT M MILLER | RA | 0012292 | Y | 2003-10-22 | 2003-10-22 | 2003-10-22 | 0 | 2003-10-22 | 0 | 20000 | 294.5 | STANDARD | 0 |  |  | 0 | 0 | 25 | 225 | 0 |  | COM |  | C5-3.5 |  |  |  | PARTNERSHIP |  | JOSEPH A LAGANO | CUSHMAN & WAKEFIELD INC. A/A/F | FISK BLDG. ASSOC. LLC 250 W 57 ST | NEW YORK NY 10107 | 2122462247 | Construction of interior non bearing partitions. No change to existing Use, Egress or Occupancy.
103598000 | 01 | MANHATTAN | 330 | WEST 34 STREET | 00757 | 00054 | 1013553 | A2 | P | APPROVED | 2003-10-22 | OTHER | 104 | [6 empty] | Y | [11 empty] | X | GENERAL CONSTR | Patrick O'Connell | PE | 0055159 | Y | 2003-10-22 | 2003-10-22 | 2003-10-22 | 0 | 2003-10-22 | 0 | 35000 | 449 | STANDARD | 0 |  |  | 0 | 0 | 18 | 185 | 0 |  | E |  | C6-2M |  |  |  | CORPORATE |  | Steve Sonitis | Vornado 330 West 34th Street LLC | 330 West 34th Street | New York NY 10016 | 2128947000 | Partition changes on the 17th floor as indicated on drawings. No change in use, egress or occupancy. No change to LL#5/73 compliance.
103598019 | 01 | MANHATTAN | 75 | 9 AVENUE | 00713 | 00001 | 1012541 | A2 | J | P/E DISAPPROVED | 2003-10-23 | OTHER | 104 | [18 empty] | X | GENERAL CONST | JOHN P GERING | RA | 0015359 |  | 2003-10-22 | 2003-10-22 | 2003-10-22 | 2003-10-23 | 0 | 0 | 725000 | 7556 | STANDARD | 0 |  |  | 0 | 0 | 0 | 0 | 0 | [7 empty] | PARTNERSHIP |  | IRWIN COHEN | ATC MANAGEMENT | 75 9TH AVENUE | NEW YORK NY 10011 | 2122436005 | PARTITION CHANGES ON THE 2ND AND 3RD FLOORS AS INDICATED ON DRAWINGS. NO CHANGE IN USE, EGRESS OR OCCUPANCY. NO CHANGE TO LL#5/73 COMPLIANCE.
103597948 | 01 | MANHATTAN | 1072 | SECOND AVENUE | 01349 | 00003 | 1039978 | A2 | F | ASSIGNED TO P/E | 2003-10-23 | OTHER | 106 | [6 empty] | Y | X | X | [6 empty] | X |  |  | X | GEN.CONSTRUCTN. | Julio Leder-Luis | RA | 0020478 |  | 2003-10-22 | 2003-10-22 | 2003-10-22 | 2003-10-23 | 0 | 0 | 70000 | 939.5 | STANDARD | 0 |  |  | 0 | 0 | 4 | 45 | 6 |  | RES |  | C1-9 |  |  | TA | CORPORATE |  | Stamos Arakas | Terids Realty Corp. | 1072 Second Avenue | New York NY 10022 | 2123086309 | Renovation of store. Erection of temporary wood construction fence. No change in egress, use or occupancy.
103594344 | 01 | MANHATTAN | 49 | WEST 24 STREET | 00826 | 00011 | 1015592 | A2 | F | ASSIGNED TO P/E | 2003-10-23 | OTHER | 105 | [6 empty] | Y | [11 empty] | X | INTERIOR DEMO. | KEVIN SAUMELL | RA | 0024607 |  | 2003-10-22 | 2003-10-22 | 2003-10-22 | 2003-10-23 | 0 | 0 | 5000 | 140 | STANDARD | 0 |  |  | 0 | 0 | 11 | 110 | 0 |  | COM |  | M1-6 |  |  |  | CORPORATE |  | RICHARD DEMPSEY | 49 W 24 TENANT CORP CO/BUCHBINDR | 1 UNION SQUARE WEST | NEW YORK NY 10003 | 2122436722 | REMOVE NON-BEARING INTERIOR PARTITIONS WITHIN 'IBB' TENANT SPACE AS PER ENCLOSED PLANS. NO CHANGE TO USE, EGRESS OR OCCUPANCY
103598019 | 02 | MANHATTAN | 75 | 9 AVENUE | 00713 | 00001 | 1012541 | A2 | J | P/E DISAPPROVED | 2003-10-23 | OTHER | 104 | [7 empty] | X | X | [11 empty] | ARTHUR A METZLER | PE | 0076082 |  | 2003-10-22 | 2003-10-22 | 2003-10-22 | 0 | 0 | 0 | 1150000 | 11933.5 | STANDARD | 0 |  |  | 0 | 0 | 6 | 60 | 0 |  |  |  | M1-5 | [10 empty] | MECHANICAL AND PLUMBING CHANGES ON THE 2ND AND 3RD FLOOR AS INDICATED ON DRAWINGS. NO CHANGE IN USE, EGRESS OR OCCUPANCY. NO CHANGE TO LL#5/73 COMPLIA CE.
103596397 | 01 | MANHATTAN | 148 | WEST 90 STREET | 01220 | 00055 | 1810064 | A2 | F | ASSIGNED TO P/E | 2003-10-23 | OTHER | 107 | [15 empty] | X |  |  | X | FOUNDATIONS | LOUIS A OCCHICONE | PE | 0053556 |  | 2003-10-22 | 2003-10-22 | 2003-10-22 | 2003-10-23 | 0 | 0 | 1000 | 230 | EXEMPT | 0 |  |  | 0 | 0 | 0 | 0 | 0 | [7 empty] | GOVERNMENT |  | TOMOTHY JOSEPH | DEPT. OF HPD | 100 GOLD STREET | NEW YORK NY 10038 | 2128638000 | FOUNDATION FOR NEW BUILDING. ZONING AND EGRESS FILED UNDER NEW BUILDING #103506576. THIS APPLICATION IS FILED IN CONJUNCTION WITH NB#103560576.
103598019 | 03 | MANHATTAN | 75 | 9 AVENUE | 00713 | 00001 | 1012541 | A2 | J | P/E DISAPPROVED | 2003-10-23 | OTHER | 104 | [18 empty] | X |  | MICHAEL GUILFOYLE | PE | 0063292 |  | 2003-10-22 | 2003-10-22 | 2003-10-22 | 0 | 0 | 0 | 150000 | 1633.5 | STANDARD | 0 |  |  | 0 | 0 | 0 | 0 | 0 | [14 empty] | STRUCTURAL CHANGES ON THE 2ND AND 3RD FLOORS AS INDICATED ON DRAWINGS.
103596477 | 01 | MANHATTAN | 271 | EAST 10 STREET | 00438 | 00042 | 1005954 | A2 | R | PERMIT-ENTIRE | 2003-10-22 | OTHER | 103 | [6 empty] | Y | [11 empty] | X | GC | Nikola P Martinovic | RA | 0023948 | Y | 2003-10-22 | 2003-10-22 | 2003-10-22 | 0 | 2003-10-22 | 2003-10-22 | 6000 | 150.3 | STANDARD | 0 |  |  | 0 | 0 | 5 | 48 | 16 |  | PUB |  | R7-2 |  |  |  | INDIVIDUAL |  | Peter Herrick | Norrick Realty | Po Box 711 Main Street | Chappaqua NY 10514 | 9142386202 | minor partition and ceiling repair work in existing apartment #8. no change in use, occupancy or egress.
103598000 | 02 | MANHATTAN | 330 | WEST 34 STREET | 00757 | 00054 | 1013553 | A2 | P | APPROVED | 2003-10-22 | OTHER | 104 | [6 empty] | Y |  | X | [11 empty] | Bruce Lilker | PE | 0060859 | Y | 2003-10-22 | 2003-10-22 | 2003-10-22 | 0 | 0 | 0 | 100000 | 1118.5 | STANDARD | 0 |  |  | 0 | 0 | 0 | 0 | 0 |  |  |  | C6-2M | [10 empty] | Mechanical changes on the 17th floor as indicated on drawings. No change to use, egress or occupancy. No change to LL#5/73 compliance.
103597993 | 01 | MANHATTAN | 199 | WATER STREET | 00074 | 07501 | 1001162 | A2 | R | PERMIT-ENTIRE | 2003-10-23 | OTHER | 101 | [6 empty] | Y | [11 empty] | X | INTERIOR DEMO. | Salvatore Croce | RA | 0026937 | Y | 2003-10-22 | 2003-10-22 | 2003-10-22 | 0 | 2003-10-22 | 2003-10-23 | 200000 | 2148.5 | STANDARD | 0 |  |  | 0 | 0 | 35 | 370 | 0 |  | E |  | C5-5CR |  |  |  | PARTNERSHIP |  | Gajjar Kalpana | Resnick Seaport, LLC | 110 East 59th Street | New York NY 10022 | 2124211300 | Interior Demo of the 3rd, 4th, 5th, 6th, & 7th Floors as per plans submitted herewith. No Change to Use, Occupancy Group, or Egress.
103596690 | 02 | MANHATTAN | 30 | WEST 74 STREET | 01126 | 00048 | 1028679 | A2 | D | A/P ENTIRE | 2003-10-22 | OTHER | 107 |  | Y |  |  |  |  | Y | [11 empty] | X | Structural | Mark Hage | PE | 0673911 |  | 2003-10-22 | 2003-10-22 | 2003-10-22 | 0 | 0 | 0 | 24000 | 335.7 | STANDARD | 0 |  |  | 0 | 0 | 0 | 0 | 0 | [14 empty] | Installation of a new connecting stair between apartments #3C and 4C in conjunction with the combination and renovation of these two apartments. Structural work. There is no change of use, egress or occupancy under this application.
103596681 | 01 | MANHATTAN | 402 | WEST 153 STREET | 02067 | 00047 | 1061631 | A2 | Q | PERMIT-PARTIAL | 2003-10-24 | OTHER | 109 |  | Y |  |  |  |  | Y | X | [10 empty] | X | GEN.CONSTRUCTN. | Claude Hurt, Jr. | RA | 0017489 | Y | 2003-10-22 | 2003-10-22 | 2003-10-22 | 2003-10-22 | 2003-10-22 | 0 | 123000 | 1355.4 | STANDARD | 0 |  |  | 0 | 0 | 6 | 55 | 10 |  | RES |  | R7-2 |  |  |  | INDIVIDUAL |  | Patricia Butts | Individual | 846 Saint Nicholas Avenue | New York NY 10031 | 6463456330 | Renovation of entire apartment, including replacement of windows, upgrade/replace kitchen and bathroom fixtures. No change to occupancy, dwelling units, room count or egress. Partial demolition of some walls.
103596468 | 02 | MANHATTAN | 250 | WEST 57 STREET | 01028 | 00056 | 1024899 | A2 | P | APPROVED | 2003-10-22 | OTHER | 105 | [6 empty] | Y | X | X |  |  |  |  | X | [6 empty] | ALAN R SCHWARTZ | PE | 0655571 | Y | 2003-10-22 | 2003-10-22 | 2003-10-22 | 0 | 0 | 0 | 33000 | 428.4 | STANDARD | 0 |  |  | 0 | 0 | 0 | 225 | 1 |  | COM |  | C5-3.5 | [10 empty] | Install plumbing fixtures. Modification to existing building mechanical ventilation system. Remove and relocate sprinkler heads.
103598028 | 01 | MANHATTAN | 245 | WEST 29 STREET | 00779 | 00013 | 1014282 | A2 | F | ASSIGNED TO P/E | 2003-10-23 | OTHER | 105 | [18 empty] | X | GENERAL CONSTR | DOV KAMINETZKY | PE | 0037916 |  | 2003-10-22 | 2003-10-22 | 2003-10-22 | 2003-10-23 | 0 | 0 | 15000 | 243 | STANDARD | 0 |  |  | 0 | 0 | 0 | 0 | 0 | [7 empty] | CORPORATE |  | RICHARD WINER | TRANEL INC. | 380 MADISON AVENUE | NEW YORK NY 10016 | 2127163721 | REMOVE SIDEWALK ELEVATOR, PROVIDE NEW STRUCTURAL SLAB, WATERPROOFING AND SIDEWALK CONCRETE TOPPING. NO CHANGE IN USE, EGRESS OR OCCUPANCY.
103596583 | 01 | MANHATTAN | 26 | WEST 17 STREET | 00818 | 00066 | 1015400 | A2 | P | APPROVED | 2003-10-22 | OTHER | 105 |  | Y |  |  |  |  | Y | [11 empty] | X | GC | David Kilpatrick | RA | 0029707 | Y | 2003-10-22 | 2003-10-22 | 2003-10-22 | 0 | 2003-10-22 | 0 | 90000 | 1015.5 | STANDARD | 0 |  |  | 0 | 0 | 12 | 130 | 0 |  | COM |  | M1-6M |  |  |  | PARTNERSHIP |  | James L Winter | Edmal Realty Co. c/o Winter Mgmt | 730 Fifth Avenue - 12th Floor | New York NY 10019 | 2129355252 | PARTITION AND CEILING MODIFICATIONS IN EXISTING OFFICE SPACE AS PER PLANS. NO CHANGE IN USE, EGRESS OR OCCUPANCY.
103596707 | 01 | MANHATTAN | 10 | COLUMBUS CIRCLE | 01049 | 00029 | 1026318 | A2 | D | A/P ENTIRE | 2003-10-22 | OTHER | 104 | [6 empty] | Y | [6 empty] | X | [6 empty] | ROBERT BENAZZI | PE | 0050897 |  | 2003-10-22 | 2003-10-22 | 2003-10-22 | 0 | 0 | 0 | 1000 | 100 | STANDARD | 0 |  |  | 0 | 0 | 54 | 750 | 0 |  | E |  | C6-6 |  |  |  | CORPORATE |  | Philip Pitruzzello | Time Warner | 75 Rockefellere Plaza | NY NY 10019 | 2124846732 | Filing to breakout the 10th floor from application #103489431 to facilitate TCO approval. All fees paid for under original application. All work will be done under this application for 10th floor. No change to use, egress or occupancy.
103596716 | 01 | MANHATTAN | 10 | COLUMBUS CIRCLE | 01049 | 00029 | 1026318 | A2 | P | APPROVED | 2003-10-24 | OTHER | 104 | [6 empty] | Y | [6 empty] | X | [6 empty] | ROBERT BENAZZI | PE | 0050897 |  | 2003-10-22 | 2003-10-22 | 2003-10-22 | 2003-10-23 | 2003-10-24 | 0 | 1000 | 100 | STANDARD | 0 |  |  | 0 | 0 | 54 | 750 | 0 |  | E |  | C6-6 |  |  |  | CORPORATE |  | Philip Pitruzzello | Time Warner | 75 Rockefellere Plaza | NY NY 10019 | 2124846732 | Filing to break out the 12th floor from application #103489431 to facilitate TCO approval, all fees padi for under original application. All work will be done under this application for 12th floor. NO CHANGE TO USE, EGRESS, OR OCCUPANCY.
103598037 | 01 | MANHATTAN | 110 | WEST 44 STREET | 00996 | 00029 | 1080824 | A2 | F | ASSIGNED TO P/E | 2003-10-23 | OTHER | 105 | [8 empty] | X | [9 empty] | X | GENERAL CONSTR | RICHARD HILL | PE | 0028283 |  | 2003-10-22 | 2003-10-22 | 2003-10-22 | 2003-10-23 | 0 | 0 | 10000 | 191.5 | STANDARD | 0 |  |  | 0 | 0 | 0 | 0 | 0 |  |  |  | C6-6 |  |  |  | CORPORATE |  | LOUIS J ESPOSITO | DOLP 1133 PROPERTIES LLC | 1155 6TH AVENUE | NEW YORK NY 10036 | 2127891155 | INSTALLATION OF NEW EXHAUST FANS IN EXISTING EQUIPMENT CLOSETS AND RELATED SUPPORTS ON FLOORS 2 THRU 10. NO CHANGE IN USE, EGRESS OR OCCUPANCY.
103596262 | 01 | MANHATTAN | 10 | COLUMBUS CIRCLE | 01049 | 00029 | 1026318 | A2 | D | A/P ENTIRE | 2003-10-22 | OTHER | 104 | [6 empty] | Y | [6 empty] | X | [6 empty] | ROBERT BENAZZI | PE | 0050897 |  | 2003-10-22 | 2003-10-22 | 2003-10-22 | 0 | 0 | 0 | 1000 | 100 | STANDARD | 0 |  |  | 0 | 0 | 54 | 750 | 0 |  | E |  | C6-6 |  |  |  | CORPORATE |  | Philip Pitruzzello | Time Warner | 75 Rockefellere Plaza | NY NY 10019 | 2124846732 | Filing to break out the 13th floor from from application #103489431 to facilitate TCO approval, all fees paid for under original application. All work to be done under this application for 13th floor. no change to use, egress, or occupancy.
103596592 | 01 | MANHATTAN | 19 | EAST 57 STREET | 01293 | 00014 | 1086164 | A2 | P | APPROVED | 2003-10-22 | OTHER | 105 | [6 empty] | Y | [6 empty] | X | [6 empty] | Valentine A Lehr | PE | 0043544 | Y | 2003-10-22 | 2003-10-22 | 2003-10-22 | 0 | 2003-10-22 | 0 | 22545 | 325.4 | STANDARD | 0 |  |  | 0 | 0 | 23 | 320 | 0 |  | E | E | C5-3 |  |  | MiD | CORPORATE |  | Thomas Ryan | LVMH | 19 East 57th Street | New York NY 10022 | 2129312702 | Filing herewith for sprinkler modifications. No change in use, egress or occupancy.
103596137 | 02 | MANHATTAN | 323-327 | AVENUE OF THE AMERICAS | 00589 | 00031 | 1010072 | A2 | D | A/P ENTIRE | 2003-10-22 | OTHER | 102 | [6 empty] | Y | [11 empty] | X | Structural | Joseph Tortorella | PE | 0067018 |  | 2003-10-22 | 2003-10-22 | 2003-10-22 | 0 | 0 | 0 | 285000 | 3024 | STANDARD | 0 |  |  | 0 | 0 | 0 | 0 | 0 | [14 empty] | Structural modifications on the cellar - 3rd floors as indicated on plans. Application filed in conjunction with 103554663. No change in use, egress, or occupancy. No change in LL5/73 compliance - sprinklered.
103596137 | 03 | MANHATTAN | 323-327 | AVENUE OF THE AMERICAS | 00589 | 00031 | 1010072 | A2 | D | A/P ENTIRE | 2003-10-22 | OTHER | 102 | [6 empty] | Y | X | X | [11 empty] | Arthur Metzler | PE | 0076082 |  | 2003-10-22 | 2003-10-22 | 2003-10-22 | 0 | 0 | 0 | 720000 | 7504.5 | STANDARD | 0 |  |  | 0 | 0 | 0 | 3 | 9999 |  |  |  | C1-5 | R7-2 | [9 empty] | Mechanical and plumbing changes on the cellar - 3rd floors as indicated on plans. Application filed in conjunction with 103554663. No change in use, egress, or occupancy. No change in LL5/73 compliance - sprinklered.
103596609 | 01 | MANHATTAN | 1263 | ST NICHOLAS AVENUE | 02143 | 00020 | 1063525 | A2 | Q | PERMIT-PARTIAL | 2003-10-24 | OTHER | 112 | [7 empty] | X | X | [9 empty] | X | GC | ABDUS S RIZWAN | PE | 0071083 | Y | 2003-10-22 | 2003-10-22 | 2003-10-22 | 0 | 2003-10-23 | 0 | 65000 | 758 | STANDARD | 0 |  |  | 0 | 0 | 5 | 60 | 35 |  |  |  | C2-4 | R7-2 |  |  | CORPORATE |  | JEFF FARKES | REALTY CORP. | 75-51 HARROW STREET | FORREST HILL NY 11375 | 7182635211 | INTERIOR RENOVATION FOR EXISTING EATING & DRINKING ESTABLISHMENT NEW FLOOR, CEILING, PARTITION & BATHROOM RELOCATION, SPRINKLER & HVAC. CHANGE OF MEANS OF EGRESS FILED UNDER SEPARATE APPLICATION. REF JOB #103596618.
103596636 | 01 | MANHATTAN | 300 | EAST 85 STREET | 01547 | 00049 | 1078565 | A2 | Q | PERMIT-PARTIAL | 2003-10-24 | OTHER | 108 | [6 empty] | Y | X | [10 empty] | X | ARCHITECTURAL | Ty Kaul | RA | 0015918 | Y | 2003-10-22 | 2003-10-22 | 2003-10-22 | 0 | 2003-10-22 | 0 | 20000 | 294.5 | STANDARD | 0 |  |  | 0 | 0 | 40 | 360 | 216 |  | J-2 |  | R8B | C1-9 |  |  | CORPORATE |  | Michael Nath | Insignia Residential Group | 675 Third Avenue | New York NY 10017 | 2123502887 | combination of adjacent tenth floor apartment units-1006 and 1005 - scope of alteration consists of minor partition and plumbing work. no change of use and no change of occupancy
103598064 | 01 | MANHATTAN | 415 | EAST 37 STREET | 00969 | 07501 | 1076168 | A2 | J | P/E DISAPPROVED | 2003-10-24 | OTHER | 106 | [6 empty] | Y | X | X | [9 empty] | X | GENERAL CONSTR | Joan M Humphreys | RA | 0015384 |  | 2003-10-22 | 2003-10-22 | 2003-10-22 | 2003-10-24 | 0 | 0 | 65000 | 758 | STANDARD | 0 |  |  | 0 | 0 | 44 | 460 | 410 |  | J-2 |  | C1-9 |  |  |  | CORPORATE |  | Jack Kelly | The Horizon Condominium | 415 East 37 Street | NY NY 10016 | 2125457810 | Combination of apartments under TPPN 3/97. Demolition of interior non-loadbearing partitions; construction of new partitions; installation of plumbing fixtures; no change to use, egress or occupancy.
103599688 | 01 | MANHATTAN | 111 | FOURTH AVENUE | 00556 | 00044 | 1008977 | A2 | J | P/E DISAPPROVED | 2003-10-23 | OTHER | 103 | [7 empty] | X | [10 empty] | X | GEN.CONSTRUCTN. | CAROL MARYAN | RA | 0016454 | Y | 2003-10-23 | 2003-10-23 | 2003-10-23 | 0 | 0 | 0 | 50000 | 603.5 | STANDARD | 0 |  |  | 0 | 0 | 13 | 140 | 0 | [7 empty] | CORPORATE |  | BRENDA BALLISON | 4TH AVE OWNERS' CORP | 250 MERCER STREET | NEW YORK NY 10012 | 2124736288 | FOR MINOR INTERIOR DEMOLITION, INSTALLAT ION OF NON-LOAD BEARING PARTITI NS, CEILING WORK AND PLUMBING MODIFICATI ONS AS PER PLANS. NO CHANGE TO USE, EGRESS OR OCCUPANCY.
103596878 | 01 | MANHATTAN | 345 | PARK AVENUE | 01306 | 00001 | 1036460 | A2 | F | ASSIGNED TO P/E | 2003-10-24 | OTHER | 105 | [6 empty] | Y | [6 empty] | X | [6 empty] | DONALD MONGITORE | PE | 0603951 |  | 2003-10-22 | 2003-10-23 | 2003-10-23 | 2003-10-24 | 0 | 0 | 7000 | 160.6 | STANDARD | 0 |  |  | 0 | 0 | 44 | 484 | 0 |  | E |  | C5-3 |  |  |  | PARTNERSHIP |  | ROBERT FEUERSTEIN | 345 PARK AVENUE L.P. | 345 PARK AVENUE | NEW YORK NY 10154 | 2124072400 | SPRINKLER MODIFICATIONS ON THE 33RD FLOOR. NO CHANGE IN OCCUPANCY, USE OR EGRESS.
103597840 | 01 | MANHATTAN | 90 | CHURCH STREET | 00086 | 00001 | 1001230 | A2 | F | ASSIGNED TO P/E | 2003-10-24 | OTHER | 101 | [13 empty] | X | [6 empty] | MR DOUGLAS C MASS | PE | 0058357 |  | 2003-10-22 | 2003-10-22 | 2003-10-23 | 2003-10-24 | 0 | 0 | 329000 | 3477.2 | EXEMPT | 0 |  |  | 0 | 0 | 0 | 0 | 0 |  | COM |  | C5-3CR |  |  |  | GOVERNMENT |  | MR MATTHEW KALANDRANIS | U.S.POSTAL SERVICE | 4301 WILSON BOULVD.SUITE 300 | ARLINGTON VA 22203 | 7035262760 | MODIFICATION TO SPRINKLER SYSTEM AS PER PLANS FILED HEREWITH (THERE ARE 1055 SPRINKLER HEADS ON THE S ECOND FLOOR)NO CHANGE IN USE EGRESS OR OCCUPANCY
103597859 | 02 | MANHATTAN | 90 | CHURCH STREET | 00086 | 00001 | 1001230 | A2 | P | APPROVED | 2003-10-24 | OTHER | 101 | [7 empty] | X | X | [11 empty] | MR. DOUGLAS C MASS | PE | 0058375 |  | 2003-10-22 | 2003-10-22 | 2003-10-23 | 0 | 0 | 0 | 1254000 | 13004.7 | EXEMPT | 0 |  |  | 0 | 0 | 15 | 155 | 0 |  |  |  | C5-3CR | [10 empty] | MODIFICATION TO EXISTING HVAC SYSTEM AND PLUMBING AS PER PLANS FILED HEREWITH. NO CHANGE TO USE, EGRESS OR OCCUPANCY UNDER THIS APPLICATION.
103597859 | 03 | MANHATTAN | 90 | CHURCH STREET | 00086 | 00001 | 1001230 | A2 | P | APPROVED | 2003-10-24 | OTHER | 101 | [18 empty] | X |  | AINE BRAZIL | PE | 0062542 |  | 2003-10-22 | 2003-10-22 | 2003-10-23 | 0 | 0 | 0 | 53000 | 634.4 | EXEMPT | 0 |  |  | 0 | 0 | 0 | 0 | 0 | [14 empty] | STRUCTURAL MODIFICATION AS PER PLANS FILED HEREWITH. NO CHANGE TO USE, EGRESS OR OCCUPANCY UNDER THIS APPLICATION.
103597485 | 01 | MANHATTAN | 460 | SECOND AVENUE | 00934 | 00001 | 1082729 | A2 | F | ASSIGNED TO P/E | 2003-10-24 | OTHER | 106 | [6 empty] | Y | [11 empty] | X | GEN.CONSTRUCTN. | Ronald Ogur | PE | 0040360 |  | 2003-10-22 | 2003-10-23 | 2003-10-23 | 2003-10-24 | 0 | 0 | 20000 | 294.5 | STANDARD | 0 |  |  | 0 | 0 | 1 | 20 | 0 |  | F-4 |  | C1-8 |  |  |  | CORPORATE |  | Robert Pincus | Bellwest Management Corp. | 43 West 23rd Street | New York NY 10010 | 2122439090 | Construct new masonry pizza oven on first floor. No change in use group, occupancy group, or egress.
103597500 | 01 | MANHATTAN | 5 | UNION SQUARE WEST | 00842 | 00023 | 1016064 | A2 | P | APPROVED | 2003-10-24 | OTHER | 105 | [6 empty] | Y | [11 empty] | X | GEN.CONSTRUCTN. | WALTER E SAM | RA | 0024709 |  | 2003-10-22 | 2003-10-23 | 2003-10-23 | 2003-10-24 | 2003-10-24 | 0 | 10000 | 191.5 | STANDARD | 0 |  |  | 0 | 0 | 8 | 104 | 0 |  | COM |  | C6-1 | C6-2A | C6-4 |  | CORPORATE |  | SAM MOHABIR | SQUARE WEST, LLC. | 125 PARK AVENUE | NEW YORK NY 10017 | 2123542930 | MINOR PARTITION WORK AS AS SHOWN ON PLANS. NO CHANGE TO USE, EGRESS OR OCCUPANCY.
103598135 | 01 | MANHATTAN | 201 | EAST 87 STREET | 01533 | 00001 | 1048809 | A2 | P | APPROVED | 2003-10-23 | OTHER | 108 | [8 empty] | X | [11 empty] | HOWARD KRAUS | PE | 0043690 | Y | 2003-10-22 | 2003-10-23 | 2003-10-23 | 0 | 2003-10-23 | 0 | 13000 | 222.4 | STANDARD | 0 |  |  | 0 | 0 | 0 | 0 | 0 |  |  |  | C1-9 |  |  |  | PARTNERSHIP |  | RICH MASON | MILFORD MANAGEMENT CORP. | 201 E 87TH STREET | NEW YORK NY 10028 | 2128607835 | FOR THE INSTALLATION OF A NEW AIR CONDIT IONING SYSTEM ON THE ROOF AND PENTHOUSE AS PER PLANS. NO CHANGE IN USE , EGRESS OR OCCUPANCY.
103598144 | 01 | MANHATTAN | 140 | WEST STREET | 00084 | 00001 | 1001228 | A2 | F | ASSIGNED TO P/E | 2003-10-24 | OTHER | 101 |  | Y |  |  |  |  | Y | [11 empty] | X | GC | THOMAS R TURKEL | RA | 0015094 |  | 2003-10-22 | 2003-10-23 | 2003-10-23 | 2003-10-24 | 0 | 0 | 500000 | 5238.5 | STANDARD | 0 |  |  | 0 | 0 | 32 | 480 | 0 |  | COM |  | C6-4 |  |  |  | CORPORATE |  | DOMINIC VELTRI | VERIZON NEW YORK, INC. | 1095 AVENUE OF THE AMERICAS | NEW YORK NY 10036 | 2123950431 | Filing for the 1st floor lobby restoration as per plans. No change in use, egress of occupancy.
103598073 | 01 | MANHATTAN | 176 | EAST 71 STREET | 01405 | 00040 | 1042740 | A2 | P | APPROVED | 2003-10-23 | OTHER | 108 | [6 empty] | Y | X | [10 empty] | X | GENERAL CONSTR | Charles A Barresi | RA | 0011023 | Y | 2003-10-22 | 2003-10-23 | 2003-10-23 | 0 | 2003-10-23 | 0 | 60000 | 706.5 | STANDARD | 0 |  |  | 0 | 0 | 20 | 200 | 1 |  | RES |  | C1-9 |  |  |  | CORPORATE |  | Harry Smith | The Townsend House Corporation | 176 East 71st Street | New York NY 10021 | 2129889357 | Various partition, ceiling and plumbing changes on part of the 6th floor in Apartment #6B occupied by Mr. & Mrs. Kupferman. No change in egress, use or occupancy.
103597528 | 01 | MANHATTAN | 75 | NINTH AVENUE | 00713 | 00001 | 1012541 | A2 | F | ASSIGNED TO P/E | 2003-10-24 | OTHER | 104 | [18 empty] | X | GEN.CONSTRUCTN. | JOHN GERING | RA | 0015359 |  | 2003-10-22 | 2003-10-23 | 2003-10-23 | 2003-10-24 | 0 | 0 | 725000 | 7556 | STANDARD | 0 |  |  | 0 | 0 | 0 | 0 | 0 | [7 empty] | PARTNERSHIP |  | IRWIN COHWN | ATC MANAGEMENT | 75 NINTH AVENUE | NEW YORK NY 10011 | 2122436005 | PARTITION CHANGES ON THE 6TH AND 6TH FLO OR MEZZANINE AS INDICATED ON DR WINGS. NO CHANGE IN USE, EGRESS OR OCCUP ANCY. NO CHANGE LL5/73 COMPLIANCE.
103597528 | 02 | MANHATTAN | 75 | NINTH AVENUE | 00713 | 00001 | 1012541 | A2 | D | A/P ENTIRE | 2003-10-23 | OTHER | 104 | [7 empty] | X | X | [11 empty] | ARTHUR A METZLER | PE | 0076082 |  | 2003-10-22 | 2003-10-23 | 2003-10-23 | 0 | 0 | 0 | 1150000 | 11933.5 | STANDARD | 0 |  |  | 0 | 0 | 6 | 60 | 0 |  |  |  | M1-5 | [10 empty] | MECHANICAL AND PLUMBING CHANGES ON THE 6 TH FLOOR AND 6TH FLOOR MEZZANIN E AS INDICATED ON DRAWINGS. NO CHANGE IN USE, EGRESS OR OCCUPANCY. NO CHANGE TO LL#5/73 COMPLIANCE.
103598082 | 01 | MANHATTAN | 156 | 5 AVENUE | 00822 | 00031 | 1015499 | A2 | R | PERMIT-ENTIRE | 2003-10-24 | OTHER | 105 |  | Y |  |  |  |  | Y | [11 empty] | X | GENERAL CONSTR | HERBERT RUDERMAN | RA | 0010971 | Y | 2003-10-22 | 2003-10-23 | 2003-10-23 | 0 | 2003-10-23 | 2003-10-24 | 22000 | 315.1 | STANDARD | 0 |  |  | 0 | 0 | 13 | 130 | 0 |  | COM |  | C6-4M |  |  |  | CORPORATE |  | ROBERT HADDAD | HRC CORP. | 156 5TH AVENUE | NEW YORK NY 10010 | 2128077664 | FILING TO ERECT INTERIOR NON-LOAD BEARING PARTITIONS. NO CHANGE PROPOSED TO USE, EGRESS, OR OCCUPANCY
103597528 | 03 | MANHATTAN | 75 | NINTH AVENUE | 00713 | 00001 | 1012541 | A2 | D | A/P ENTIRE | 2003-10-23 | OTHER | 104 | [18 empty] | X |  | MICHAEL GUILFOYLE | PE | 0063292 |  | 2003-10-22 | 2003-10-23 | 2003-10-23 | 0 | 0 | 0 | 150000 | 1633.5 | STANDARD | 0 |  |  | 0 | 0 | 0 | 0 | 0 | [14 empty] | STRUCTURAL WORK ON THE 6TH FLOOR ROOF AS INDICATED ON DRAWINGS.
103598171 | 01 | MANHATTAN | 31 | WEST 31 STREET | 00833 | 00022 | 1015808 | A2 | D | A/P ENTIRE | 2003-10-23 | OTHER | 105 | [18 empty] | X | MASONRY | WALTER MELVIN | RA | 0010297 |  | 2003-10-23 | 2003-10-23 | 2003-10-23 | 0 | 0 | 0 | 178000 | 1921.9 | STANDARD | 0 |  |  | 0 | 0 | 0 | 0 | 0 | [7 empty] | CORPORATE |  | RUSSELL PEACOCK | HERALD SQUARE LOFT CORP | 31 WEST 31ST STREET | NEW YORK NY 10001 | 2126799393 | MASONRY RECONSTRUCTION AND FIRE ESCAPE R EPLACEMENT AS PER DRAWINGS. NO HANGE IN USE, EGRESS OR OCCUPANCY.
103598180 | 01 | MANHATTAN | 711 | 5 AVENUE | 01291 | 00001 | 1035768 | A2 | P | APPROVED | 2003-10-23 | OTHER | 105 | [6 empty] | Y | [11 empty] | X | PARTITIONS/CLGS | JAMES D METZGER | RA | 0015443 | Y | 2003-10-23 | 2003-10-23 | 2003-10-23 | 0 | 2003-10-23 | 0 | 20000 | 294.5 | STANDARD | 0 |  |  | 0 | 0 | 18 | 215 | 0 |  | E |  | C5-3 |  |  |  | CORPORATE |  | PATRICIA MAES | 55TH & 5TH AVENUE CORP. c/o | 711 5TH AVENUE | NEW YORK NY 10022 | 2124189281 | PARTITIONS AND CEILING WORK ON THE 4TH FLOOR. NO CHANGE IN OCCUPANCY, USE OR EGRESS. L.L. #5 COMPLIANCE - FLOOR IS SPRINKLERED.
103598368 | 01 | MANHATTAN | 561 | WEST 143 STREET | 02075 | 00001 | 1061879 | A2 | F | ASSIGNED TO P/E | 2003-10-24 | OTHER | 109 | [6 empty] | Y | X | [10 empty] | X | GENERAL CONST. | George Schwarz | RA | 0012075 |  | 2003-10-23 | 2003-10-23 | 2003-10-23 | 2003-10-24 | 0 | 0 | 23000 | 325.4 | STANDARD | 0 |  |  | 0 | 0 | 6 | 65 | 32 |  | RES |  | C1-4 | R8 |  |  | PARTNERSHIP |  | ARMAN NOGHEG | SILVER & SILVER PROPERTIES | 262 WEST 38TH STREET #1105 | NEW YORK NY 10018 | 2129973910 | APARTMENT #51. REMOVE/NEW MINOR PARTITIONS. REPLACE KITCHEN CABINET WITH NEW PLUMBING FIXTURES IN EXISTING ROUGHING. REDUCE SIZE OF APT. OMIT 1 ROOM. NEW BATHROOM. NEW CLOSET. NEW DOORS. PAINT TROUGHOUT. NO CHANGE IN USE, EGRESS OR OCCUPANCY. NO INCREASE IN FLOOR AREA.
103598117 | 01 | MANHATTAN | 100 | WEST 33 STREET | 00808 | 00040 | 1015190 | A2 | F | ASSIGNED TO P/E | 2003-10-24 | OTHER | 105 | [18 empty] | X | GC | RANDALL P COLLINS | RA | 0187161 |  | 2003-10-23 | 2003-10-23 | 2003-10-23 | 2003-10-24 | 0 | 0 | 40000 | 500.5 | STANDARD | 0 |  |  | 0 | 0 | 0 | 0 | 0 | [9 empty] | JOHN DEMASO | 1275/1291 BROADWAY LLC | 100 W 33RD STREET | NEW YORK NY 10001 | 2129466106 | REMOVAL AND INSTALLATION OF INTERIOR NON BEARING PARTITIONS, AS PER PLANS FILED HEREWITH. NO CHANGE TO USE, EGRESS OR OCCUPANCY.
103596789 | 01 | MANHATTAN | 225 | CENTRAL PARK WEST | 01196 | 00029 | 1031181 | A2 | F | ASSIGNED TO P/E | 2003-10-24 | OTHER | 107 |  | Y | [5 empty] | X | [10 empty] | X | GC | LOUIS MACKALL | RA | 0200711 |  | 2003-10-23 | 2003-10-23 | 2003-10-23 | 2003-10-24 | 0 | 0 | 15000 | 243 | STANDARD | 0 |  |  | 0 | 0 | 15 | 151 | 0 | [7 empty] | CORPORATE |  | HARI SING | THE ALDEN OWNERS PRES | 225 CENTRAL PARK WEST | NY NY 10024 | 2128737300 | COMBINE APAERTMENTS 920&920A.INTERIOR PA RTITIONS AND PLUMBING AS PERPL ANS FILEDHEREWITH NO CHANGE IN USE EGRES S OR OCUPANCY
103598144 | 02 | MANHATTAN | 140 | WEST STREET | 00084 | 00001 | 1001228 | A2 | D | A/P ENTIRE | 2003-10-23 | OTHER | 101 |  | Y |  |  |  |  | Y |  | X | [11 empty] | ARTHUR BREUER | PE | 0047036 |  | 2003-10-23 | 2003-10-23 | 2003-10-23 | 0 | 0 | 0 | 250000 | 2663.5 | STANDARD | 0 |  |  | 0 | 0 | 0 | 0 | 0 |  |  |  | C6-4 | [10 empty] | Filing for the installation of mechanical equipment related to the lobby restoration as per plans. No change in use, egress or occupancy.
103598322 | 01 | MANHATTAN | 399 | PARK AVENUE | 01308 | 07502 | 1071457 | A2 | F | ASSIGNED TO P/E | 2003-10-24 | OTHER | 105 | [13 empty] | X | [6 empty] | ROBERT DERECTOR | PE | 0054953 |  | 2003-10-23 | 2003-10-23 | 2003-10-23 | 2003-10-24 | 0 | 0 | 10000 | 191.5 | STANDARD | 0 |  |  | 0 | 0 | 0 | 0 | 0 |  | COM |  | C5-3 |  |  |  | PARTNERSHIP |  | THOMAS HILL | BOSTON PROPERTIES | 599 LEXINGTON AVENUE | NEW YORK NY 10022 | 2123264048 | MODIFICATIONS TO SPRINKLER SYSTEM AS PER PLANS FILED HEREWITH. NO CHANGE TO USE, EGRESS OR OCCUPANCY.
103598206 | 01 | MANHATTAN | 150 | EAST 52 STREET | 01306 | 00042 | 1036463 | A2 | P | APPROVED | 2003-10-23 | OTHER | 106 | [6 empty] | Y | [6 empty] | X | [6 empty] | Giuseppe R Anzalone | RA | 0025048 | Y | 2003-10-23 | 2003-10-23 | 2003-10-23 | 0 | 2003-10-23 | 0 | 6000 | 150.3 | STANDARD | 0 |  |  | 0 | 0 | 34 | 340 | 0 |  | COM |  | C6-4.5 |  |  |  | CORPORATE |  | Ralph DiRuggiero | 150 E.52 Street, LLC | 150 East 52nd Street | New York NY 10022 | 2126441995 | Application is filed for relocation of sprinkler heads as per plans filed herewith. No change in use, egress, or occupancy.
103598377 | 01 | MANHATTAN | 350 | MADISON AVENUE | 01279 | 00057 | 1035377 | A2 | P | APPROVED | 2003-10-23 | OTHER | 105 | [6 empty] | Y | [11 empty] | X | GENERAL CONST. | John J Passaretti | RA | 0021935 | Y | 2003-10-23 | 2003-10-23 | 2003-10-23 | 0 | 2003-10-23 | 0 | 85000 | 964 | STANDARD | 0 |  |  | 0 | 0 | 60 | 500 | 0 |  | COM |  | C5-2.5 | C5-3 |  |  | CORPORATE |  | Colin McGrail | 350 Madison Partners, LLC | 230 Park Avenue | New York NY 10001 | 2124907100 | Minor modifications to existing business space on the 7th Floor. All work as per plans herewith. No change in egress, use or occupancy.
103598518 | 01 | MANHATTAN | 399 | PARK AVENUE | 01308 | 07502 | 1071457 | A2 | J | P/E DISAPPROVED | 2003-10-24 | OTHER | 105 | [14 empty] | X | [5 empty] | ROBERT DERECTOR | PE | 0054953 |  | 2003-10-23 | 2003-10-23 | 2003-10-23 | 2003-10-24 | 0 | 0 | 4000 | 120 | STANDARD | 0 |  |  | 0 | 0 | 0 | 0 | 0 | [7 empty] | PARTNERSHIP |  | THOMAS HILL | BOSTON PROPERTIES | 599 LEXINGTON AVENUE | NEW YORK NY 10022 | 2123264048 | MODIFICATIONS TO FIRE ALARM SYSTEM AS PER PLANS FILED HEREWITH. NO CHANGE TO USE, EGRESS OR OCCUPANCY.
103598340 | 01 | MANHATTAN | 21 | EAST 16 STREET | 00844 | 00017 | 1078701 | A2 | J | P/E DISAPPROVED | 2003-10-23 | OTHER | 105 |  | Y |  |  |  |  | Y | X | X | [11 empty] | VINCENT LIOTTA | PE | 0048918 | Y | 2003-10-23 | 2003-10-23 | 2003-10-23 | 0 | 0 | 0 | 30000 | 397.5 | STANDARD | 0 |  |  | 0 | 0 | 12 | 130 | 0 |  | E |  | C6-1 |  |  |  | PARTNERSHIP |  | ARI ELLIS | ROMANOFF EQUITIES INC. | 31 UNION SQUARE WEST | NY NV 10003 | 2122430880 | AIR CONDITIONING INSTALLATIONINSTALLATION OF MAKE UP UNIT FOR EXISTING KITCHEN.. THERE WILL BE NO CHANGE IN USE EGRESS OR OCCUPANCY.
103598386 | 01 | MANHATTAN | 350 | MADISON AVENUE | 01279 | 00057 | 1035377 | A2 | J | P/E DISAPPROVED | 2003-10-24 | OTHER | 105 | [6 empty] | Y | [7 empty] | X | [5 empty] | Michael Gerazounis | PE | 0066709 |  | 2003-10-23 | 2003-10-23 | 2003-10-23 | 2003-10-24 | 0 | 0 | 4000 | 120 | STANDARD | 0 |  |  | 0 | 0 | 23 | 230 | 0 |  | COM |  | C5-2.5 | C5-3 |  |  | CORPORATE |  | Colin McGrail | 350 Madison Partners, LLC | 230 Park Avenue | New York NY 10001 | 2124907100 | Modifications to the existing Fire Alarm System on the 7th Floor as per plans submitted herewith. No Change to Use, Occupancy Group, or Egress.
103598359 | 01 | MANHATTAN | 819 | WASHINGTON STREET | 00644 | 00030 | 1012183 | A2 | P | APPROVED | 2003-10-23 | OTHER | 102 | [6 empty] | Y | X | X | [11 empty] | VINCENT LIOTTA | PE | 0048918 | Y | 2003-10-23 | 2003-10-23 | 2003-10-23 | 0 | 2003-10-23 | 0 | 15000 | 243 | STANDARD | 0 |  |  | 0 | 0 | 3 | 36 | 0 |  | E |  | M1-5 |  |  |  | CORPORATE |  | ROMANOFF DARRYL | ROMANOFF EQUITIES INC. | 7-11 SOUTH BROADWAY | WHITE PLAINS NV 10461 | 9144284200 | AIR CONDITIONING INSTALLATION. THERE WILL BE NO CHANGE IN USE EGRESS OR OCCUPANCY.
103599928 | 01 | MANHATTAN | 302 | WEST 12 STREET | 00624 | 07503 | 1067716 | A2 | P | APPROVED | 2003-10-23 | OTHER | 102 |  | Y |  |  |  |  | Y | X | [10 empty] | X | GENERAL CONST. | Wai Chan | RA | 0022132 | Y | 2003-10-23 | 2003-10-23 | 2003-10-23 | 0 | 2003-10-23 | 0 | 50000 | 603.5 | STANDARD | 0 |  |  | 0 | 0 | 16 | 192 | 123 |  | RES |  | C1-6 |  |  |  | INDIVIDUAL |  | Richard Barenblatt |  | 302 West 12th Street | New York NY 10014 | 2122216666 | Interior renovation of Apt. 3E on Third Floor, minor partition work, replace plumbing fixtures and kitchen cabinets. No change to egress, use of occupancy.
103598457 | 01 | MANHATTAN | 60 | BROAD STREET | 00024 | 00001 | 1000817 | A2 | P | APPROVED | 2003-10-23 | OTHER | 101 | [6 empty] | Y |  | X | [9 empty] | X | GC | VINCENT LIOTTA | PE | 0048918 | Y | 2003-10-23 | 2003-10-23 | 2003-10-23 | 0 | 2003-10-23 | 0 | 260000 | 2766.5 | STANDARD | 0 |  |  | 0 | 0 | 25 | 305 | 0 |  | E |  | C5-5 |  |  |  | CORPORATE |  | MICKAEL SKURNICK | 60 BROAD STRET LLC | 1330 6TH AVENUE | NY NV 10004 | 2125826688 | REPLACEMENT COOLING TOWER INSTALLATION. THERE WILL BE NO CHANGE IN USE EGRESS OR OCCUPANCY.
103598527 | 01 | MANHATTAN | 325 | EAST 72 STREET | 01447 | 00013 | 1044879 | A2 | P | APPROVED | 2003-10-23 | OTHER | 108 | [6 empty] | Y | X | [10 empty] | X | GEN.CONSTRUCTN. | James L Robinson | RA | 0011801 | Y | 2003-10-23 | 2003-10-23 | 2003-10-23 | 0 | 2003-10-23 | 0 | 20000 | 294.5 | STANDARD | 0 |  |  | 0 | 0 | 16 | 160 | 64 |  | RES |  | C1-5 | R10A |  |  | CORPORATE |  | CLAUDIA SHAPIRO | 325 EAST 72ND STREET CORP | 325 EAST 72 STREET | NEW YORK NY 10021 | 2123712525 | RENOVATION OF EXISTING APARTMENT # 15D AT 15TH FLOOR. INTERIOR ALTERATION PER PLAN FILED. NO CHANGE IN USE, EGRESS OR OCCUPANCY.
103598536 | 01 | MANHATTAN | 377 | BROADWAY | 00175 | 07501 | 1001940 | A2 | F | ASSIGNED TO P/E | 2003-10-24 | OTHER | 101 | [6 empty] | Y |  | X | [11 empty] | James L Robinson | RA | 0011801 |  | 2003-10-23 | 2003-10-23 | 2003-10-23 | 2003-10-24 | 0 | 0 | 45000 | 552 | STANDARD | 0 |  |  | 0 | 0 | 12 | 145 | 0 |  | COM |  | C6-4A |  |  |  | CORPORATE |  | BETTY WANG | COOPER INVESTORS INC. | 141-07 20 AVENUE # 602 | WHITESTONE NY 11357 | 7187678895 | REPLACEMENT OF AIR CONDITIONING UNIT FOR EXISTING COMMERCIAL SPACE AND OBTAIN EQUIPMENT USE PERMIT. NO CHANGE IN USE, EGRESS OR OCCUPANCY.
103599937 | 01 | MANHATTAN | 330 | WEST 42 STREET | 01032 | 00048 | 1024926 | A2 | F | ASSIGNED TO P/E | 2003-10-24 | OTHER | 104 |  | Y | [16 empty] | X | STRUCTURAL SUPP | JACK MENDELSON | PE | 0041278 |  | 2003-10-23 | 2003-10-23 | 2003-10-23 | 2003-10-24 | 0 | 0 | 25000 | 346 | STANDARD | 0 |  |  | 0 | 0 | 0 | 0 | 0 | [7 empty] | PARTNERSHIP |  | RON LESSMAN | DECO TOWERS/NEWMARK &CO REALESTA | 125 PARK AVE | N.Y. NY 10017 | 2123722193 | STRUCTURAL SUPPORT ADDED TO BOTTOM OF GI RDER FOR INSTALLATION OF OPPRBL PARTITION NO CHNG IN USE EGRESS/OCCUPNCY UNDER THIS APPLICATION
103598634 | 01 | MANHATTAN | 350 | 5 AVENUE | 00835 | 00041 | 1015862 | A2 | F | ASSIGNED TO P/E | 2003-10-24 | OTHER | 105 |  | Y | [14 empty] | X |  |  |  | GERRIT GEURS | RA | 0195331 |  | 2003-10-23 | 2003-10-23 | 2003-10-23 | 2003-10-24 | 0 | 0 | 62000 | 727.1 | STANDARD | 0 |  |  | 0 | 0 | 0 | 0 | 0 | [7 empty] | PARTNERSHIP |  | STEPHEN TOLE | HEMSLEY SPEAR,INC. | 350 5TH AVENUE | NEW YORK NY 10118 | 2127353100 | FM-200 SUPPRESSION SYSTEM.
103598466 | 01 | MANHATTAN | 1619 | 3 AVENUE | 01536 | 07501 | 1086171 | A2 | P | APPROVED | 2003-10-23 | OTHER | 108 | [6 empty] | Y | X | X | [9 empty] | X | GC | Richard Sharp | RA | 0021122 | Y | 2003-10-23 | 2003-10-23 | 2003-10-23 | 0 | 2003-10-23 | 0 | 49000 | 593.2 | STANDARD | 0 |  |  | 0 | 0 | 34 | 340 | 2 |  | RES |  | C2-8 | [5 empty] | Henry Kallan | Ruppert Yorkville Towers Condo | 1619 Third Avenue | New York NY 10128 | 2125347771 | Interior renovation in conjunction with Apartment Combination to include demolition, general construction, HVAC and plumbing as shown on plans filed herewith. No change in use, egress or occupancy.
103598215 | 01 | MANHATTAN | 79 | WEST 12 STREET | 00576 | 00001 | 1009609 | A2 | P | APPROVED | 2003-10-23 | OTHER | 102 | [6 empty] | Y | [11 empty] | X | GC | Cary Paik | RA | 0026928 | Y | 2003-10-23 | 2003-10-23 | 2003-10-23 | 0 | 2003-10-23 | 0 | 3000 | 100 | STANDARD | 0 |  |  | 0 | 0 | 16 | 160 | 200 |  | RES |  | C1-7 | [5 empty] | Janusz Sikora | 79 WEst 12 St Corp | 127 E 59 St | NY NY 10022 | 2126998900 | reapportion floor area from apt 15E to 15D. Construct new rated wall between apartments. No change to use egress or occupancy under this application
103598377 | 02 | MANHATTAN | 350 | MADISON AVENUE | 01279 | 00057 | 1035377 | A2 | P | APPROVED | 2003-10-23 | OTHER | 105 | [6 empty] | Y | X | X |  |  |  |  | X | [6 empty] | Micheal Gerazounis | PE | 0066709 | Y | 2003-10-23 | 2003-10-23 | 2003-10-23 | 0 | 0 | 0 | 17000 | 263.6 | STANDARD | 0 |  |  | 0 | 0 | 0 | 500 | 1 |  | COM |  | C5-2.5 | C5-3 | [9 empty] | Minor modification to the mechanical systems on the 7th floor. All work as per drawings herewith. No change in egress, use or occupancy.
103598475 | 01 | MANHATTAN | 60 | BROAD STREET | 00024 | 00001 | 1000817 | A2 | R | PERMIT-ENTIRE | 2003-10-24 | OTHER | 101 | [6 empty] | Y | [11 empty] | X | GC | Jan Gross | RA | 0015883 | Y | 2003-10-23 | 2003-10-23 | 2003-10-23 | 0 | 2003-10-23 | 2003-10-24 | 30000 | 397.5 | STANDARD | 0 |  |  | 0 | 0 | 38 | 395 | 0 |  | COM |  | C5-3 |  |  |  | CORPORATE |  | Michael H Shurnick | 60 Broad Street LLC | 60 Broad Street | New York NY 10004 | 2124838890 | Interior renovation to include minor demo, construction of new partitions and hung ceiling as shown on plans filed herewith. No change in use, egress or occupancy.
103598545 | 01 | MANHATTAN | 374 | PARK AVENUE | 01288 | 00033 | 1035713 | A2 | P | APPROVED | 2003-10-23 | OTHER | 105 |  | Y |  |  |  |  | Y | [11 empty] | X | ARCHITECTURAL | Anthony Saviano | RA | 0024352 | Y | 2003-10-23 | 2003-10-23 | 2003-10-23 | 0 | 2003-10-23 | 0 | 25000 | 346 | STANDARD | 0 |  |  | 0 | 0 | 5 | 51 | 0 |  | COM |  | C5-3 |  |  | MID | CORPORATE |  | Robert Greesler | Racquet & Tennis Club Inc | 370 Park Avenue | New York NY 10022 | 2127539700 | Construct interior partitions, ceilings & doors as shown on drawings.Demo permits filed under application #103587441. No change in use, egress or occupancy.
103598224 | 01 | MANHATTAN | 350 | 5 AVENUE | 00835 | 00041 | 1015862 | A2 | J | P/E DISAPPROVED | 2003-10-24 | OTHER | 105 |  | Y | [14 empty] | X |  |  |  | MATTHEW D BOWERS | PE | 0075900 |  | 2003-10-23 | 2003-10-23 | 2003-10-23 | 2003-10-24 | 0 | 0 | 75000 | 861 | STANDARD | 0 |  |  | 0 | 0 | 0 | 0 | 0 | [7 empty] | PARTNERSHIP |  | STEPHEN TOLE | HELMSLEY SPEAR INC | 350 5TH AVE | N.Y. NY 10118 | 2127363100 | INSTALLATION OF THE FM200 SYSTEM INCLUDI NG THE INSTALLATION OF SMOKE DETECTORS AS PER PLANS NO CHANGE IN USE EGRESS BOR OCCUPANCY
103599946 | 01 | MANHATTAN | 83 | MAIDEN LANE | 00068 | 00007 | 1001111 | A2 | F | ASSIGNED TO P/E | 2003-10-24 | OTHER | 101 | [6 empty] | Y | [11 empty] | X | GENERAL CONST. | STEPHEN DIGUISEPPI | RA | 0018866 |  | 2003-10-23 | 2003-10-23 | 2003-10-23 | 2003-10-24 | 0 | 0 | 120000 | 1324.5 | STANDARD | 0 |  |  | 0 | 0 | 13 | 156 | 0 |  | E |  | C5-5CR |  |  |  | CORPORATE |  | DAVID A STURNER | 83 MAIDEN LANE ASSOC.,LLC,C/O MU | 1140 6TH AVENUE | NEW YORK NY 10036 | 2129444747 | CONSTRUCT INTERIOR PARTITIONS AND HUNG CEILINGS AS PER PLANS FILED HEREWITH. NO CHANGE IN OCCUPANCY, USE OR EGRESS.
103598484 | 01 | MANHATTAN | 1345 | 6 AVENUE | 01007 | 00029 | 1083719 | A2 | R | PERMIT-ENTIRE | 2003-10-24 | OTHER | 105 | [18 empty] | X | GC | CHRISTOPHER P PAGLIARO | RA | 0025218 | Y | 2003-10-23 | 2003-10-23 | 2003-10-23 | 0 | 2003-10-23 | 2003-10-24 | 100000 | 1118.5 | STANDARD | 0 |  |  | 0 | 0 | 0 | 0 | 0 | [7 empty] | PARTNERSHIP |  | JOHN J WHALEN | 1345 LEASEHOLD LLC | 299 PARK AVENUE | NEW YORK NY 10171 | 2127525000 | TO DEMOLISH PARTITIONS ON 12TH FLOOR AS PER DRAWINGS SUBMITTED. NO CHANGE IN USE, EGRESS OR OCCUPANCY.
103599955 | 01 | MANHATTAN | 83 | MAIDEN LANE | 00068 | 00007 | 1001111 | A2 | F | ASSIGNED TO P/E | 2003-10-24 | OTHER | 101 | [13 empty] | X | [6 empty] | THOMAS D VELTRE | PE | 0006506 |  | 2003-10-23 | 2003-10-23 | 2003-10-23 | 2003-10-24 | 0 | 0 | 10000 | 191.5 | STANDARD | 0 |  |  | 0 | 0 | 0 | 0 | 0 |  | E |  | C5-5CR |  |  |  | PARTNERSHIP |  | DAVID A STURNER | 1450 BROADWAY ASSOC. LLC | 1140 AVENUE OF THE AMERICAS | NEW YORK NY 10036 | 2129444747 | MODIFICATION TO EXISTING SPRINKLER SYSTE M AS PER PLANS FILED HEREWITH. O CHANGE IN OCCUPANCY, USE OR EGRESS.
103599964 | 01 | MANHATTAN | 83 | MAIDEN LANE | 00068 | 00007 | 1001111 | A2 | J | P/E DISAPPROVED | 2003-10-24 | OTHER | 101 | [14 empty] | X | [5 empty] | THOMAS D VELTRE | PE | 0006506 |  | 2003-10-23 | 2003-10-23 | 2003-10-23 | 2003-10-24 | 0 | 0 | 3000 | 100 | STANDARD | 0 |  |  | 0 | 0 | 0 | 0 | 0 | [7 empty] | CORPORATE |  | DAVID A STURNER | 1450 BROADWAY ASSOC. LLC | 1140 AVENUE OF THE AMERICAS | NEW YORK NY 10036 | 2129444747 | MODIFICATION TO EXISTING FIRE ALARM SYST EM FILED HEREWITH. NO CHANGE IN OCCUPANCY, USE OR EGRESS.
103598643 | 01 | MANHATTAN | 72 | EAST 93 STREET | 01504 | 00042 | 1047076 | A2 | F | ASSIGNED TO P/E | 2003-10-24 | OTHER | 108 |  | Y |  |  |  |  | Y | X | [10 empty] | X | GC | Kevin Cannon | RA | 0028802 |  | 2003-10-23 | 2003-10-23 | 2003-10-23 | 2003-10-24 | 0 | 0 | 8000 | 170.9 | STANDARD | 0 |  |  | 0 | 0 | 5 | 55 | 10 |  | RES |  | R8B |  |  |  | CORPORATE |  | Andrew Kirwin | 72 East 93rd St. Owners Corp. | 72 East 93rd Street | New York NY 10128 | 2125661171 | Interior partitiions and modification of plumbing fixtures on apartment 4A as per plans filed herewith. No change in use egress or occupancy.
103598242 | 01 | MANHATTAN | 150 | EAST 42 STREET | 01296 | 00046 | 1036153 | A2 | F | ASSIGNED TO P/E | 2003-10-24 | OTHER | 106 |  | Y | [11 empty] | X | [6 empty] | NICHOLAS CUGLIELMINETTI | PE | 0077854 |  | 2003-10-23 | 2003-10-23 | 2003-10-23 | 2003-10-24 | 0 | 0 | 4000 | 120 | STANDARD | 0 |  |  | 0 | 0 | 0 | 0 | 0 |  | COM |  | C5-3 |  |  |  | CORPORATE |  | FRANK WARD | HIRO REAL ESTATE CO | 650 MADISON AVE | N.Y. NY 10022 | 2127539122 | MODIFICATION AND RELOCATION OF SPRINKLER S IN LOBBY AS SHOWN ON PLANS FILED HEREWITH NO CHANGE IN USE EGRESS OR OCCUPANCY
103598251 | 01 | MANHATTAN | 150 | EAST 42 STREET | 01296 | 00046 | 1036153 | A2 | F | ASSIGNED TO P/E | 2003-10-24 | OTHER | 106 |  | Y | [16 empty] | X | GC | MARTIN E RICH | RA | 0010321 |  | 2003-10-23 | 2003-10-23 | 2003-10-23 | 2003-10-24 | 0 | 0 | 18000 | 273.9 | STANDARD | 0 |  |  | 0 | 0 | 0 | 0 | 0 | [7 empty] | CORPORATE |  | FRANK WARD | HIRO REAL ESTATE CO | 650 MADISON AVE | N.Y. NY 10022 | 2127539122 | REMOVAL & INSTALLATION OF INTERIOR PARTI TIONS TO CREATE A RECEPTION CEN ER IN LOBBY,AS PER PLANS FILED HEREWITH NO CHANGE IN USE EGRESS OR OCCUPANCY
103598581 | 01 | MANHATTAN | 205 | WEST 13 STREET | 00618 | 00042 | 1011114 | A2 | F | ASSIGNED TO P/E | 2003-10-24 | OTHER | 102 |  | Y | [5 empty] | X |  | X | X | [9 empty] | HOWARD J KRIGSMAN | PE | 0069428 |  | 2003-10-23 | 2003-10-23 | 2003-10-23 | 2003-10-24 | 0 | 0 | 500 | 200 | STANDARD | 0 |  |  | 0 | 0 | 5 | 60 | 57 | [7 empty] | INDIVIDUAL |  | MARK SCHARFMAN | THE SCHARFMAN ORGANISATION | 280 N. CENTRAL PARK AVENUE | HARTSDALE NY 10530 | 9149972435 | BOILER AND BURNER REPLACEMENT. EXISTING GAS PIPING TO BE RECONNECTED TO NEW BURNER. EXISTING #2 OIL TO REMAIN AS AN ALTERNATIVE FUEL. NO CHANGE IN USE, EGRESS OR OCCUPANCY.
103598251 | 02 | MANHATTAN | 150 | EAST 42 STREET | 01296 | 00046 | 1036153 | A2 | D | A/P ENTIRE | 2003-10-23 | OTHER | 106 | [8 empty] | X | [11 empty] | NICHOLAS GUGLIEMINETTI | PE | 0077854 |  | 2003-10-23 | 2003-10-23 | 2003-10-23 | 0 | 0 | 0 | 10000 | 191.5 | STANDARD | 0 |  |  | 0 | 0 | 0 | 0 | 0 |  |  |  | C5-3 |  |  | MID | [7 empty] | DUCT MODIFICATIONS IN LOBBY AS SHOWN ON PLANS FILED HEREWITH NO CHANGE IN USE EGRESS OR OCCUPANCY
103598590 | 01 | MANHATTAN | 240 | WEST 75 STREET | 01166 | 00154 | 1030738 | A2 | F | ASSIGNED TO P/E | 2003-10-24 | OTHER | 107 | [9 empty] | X | X | X | [8 empty] | HOWARD J KRIGSMAN | PE | 0069428 |  | 2003-10-23 | 2003-10-23 | 2003-10-23 | 2003-10-24 | 0 | 0 | 0 | 100 | STANDARD | 0 |  |  | 0 | 0 | 0 | 0 | 0 | [7 empty] | CORPORATE |  | GEORGE HIMES | 240 3 75TH CORP. | 250 PARK AVE. SO | NEW YORK NY 10025 | 2125573600 | BURNER REPLACEMENT AND CONVERSION TO #2 OIL. INSTALLATION OF 3 NEW OIL-F IRED HOTWATER HEATERS AND 3 OIL BURNERS. NO CHANGE IN USE, EGRESS OR OCCUPANCY.
103598661 | 01 | MANHATTAN | 428 | COLUMBUS AVENUE | 01211 | 00033 | 1031978 | A2 | R | PERMIT-ENTIRE | 2003-10-24 | OTHER | 107 |  | Y |  |  |  |  | Y | [8 empty] | X |  |  | X | GC | Edward Mayer | RA | 0026930 | Y | 2003-10-23 | 2003-10-23 | 2003-10-23 | 0 | 2003-10-23 | 2003-10-24 | 7000 | 290.6 | STANDARD | 0 |  |  | 0 | 0 | 5 | 55 | 4 |  | J-2 |  | C1-8 |  |  |  | PARTNERSHIP |  | Pino Zekry | RAZ Barouck, LLC | PO BOX 245 | Gracie Station NY 10028 | 9178794049 | Replace existing storefront. Install construction fence. No change to use egress oc occupancy under this application.
103582026 | 01 | MANHATTAN | 220 | WEST 48 STREET | 01019 | 00050 | 1024762 | A2 | F | ASSIGNED TO P/E | 2003-10-24 | OTHER | 105 |  | Y | [16 empty] | X | ST | WILLIAM GORING | PE | 0067163 |  | 2003-10-23 | 2003-10-23 | 2003-10-23 | 2003-10-24 | 0 | 0 | 25000 | 346 | STANDARD | 0 |  |  | 0 | 0 | 0 | 0 | 0 | [7 empty] | CORPORATE |  | JOHN DARBY | THE SHUBERT ORGANIZATION, INC. | 234 W 44TH STREET | NEW YORK NY 10036 | 2129443700 | NEW FRAMING TO SUPPORT NEW GENERATOR IN THEATER ALLEY AND ACCESS CAT WALK. NO CHANGE IN USE, EGRESS OR OCCUPANCY.
103582026 | 02 | MANHATTAN | 220 | WEST 48 STREET | 01019 | 00050 | 1024762 | A2 | D | A/P ENTIRE | 2003-10-23 | OTHER | 105 | [18 empty] | X |  | FRANCESCA M RUSSO | RA | 0022016 |  | 2003-10-23 | 2003-10-23 | 2003-10-23 | 0 | 0 | 0 | 1000 | 100 | STANDARD | 0 |  |  | 0 | 0 | 0 | 0 | 0 | [14 empty] | MODIFICATIONS TO FIRE ESCAPE STAIRS, FIRE ESCAPE PLAFTORMS, INSTALLA TION OF GENERATOR, ADDITION OF A GATE AND SIGNAGE.
103598260 | 01 | MANHATTAN | 340 | MADISON AVENUE | 01278 | 00017 | 1086169 | A2 | P | APPROVED | 2003-10-23 | OTHER | 105 | [6 empty] | Y |  |  | X | [10 empty] | Farid S Halim | PE | 0048584 | Y | 2003-10-23 | 2003-10-23 | 2003-10-23 | 0 | 2003-10-23 | 0 | 17000 | 263.6 | STANDARD | 0 |  |  | 0 | 0 | 15 | 174 | 0 |  |  |  | C5-3 |  |  |  | CORPORATE |  | Kevin Neuner | 340 Madison Owner LLC | 142 West 57 Street | New York NY 10019 | 2122658390 | Filing herewith plans to indicate the installation of a new Peerless boiler. All associated plumbing work filed under application 103431412. No change to use egress or occupancy.
103599973 | 01 | MANHATTAN | 821 | BROADWAY | 00564 | 00022 | 1009203 | A2 | P | APPROVED | 2003-10-23 | OTHER | 102 | [6 empty] | Y | X | [10 empty] | X | GENERAL CONST. | IVAN LACINA | RA | 0014601 | Y | 2003-10-23 | 2003-10-23 | 2003-10-23 | 0 | 2003-10-23 | 0 | 46000 | 562.3 | STANDARD | 0 |  |  | 0 | 0 | 11 | 132 | 0 |  | COM |  | C6-1 |  |  |  | PARTNERSHIP |  | LAZAR EISDORFER | 821 BROADWAY LLC | 135 5TH AVENUE | NY NY 10010 | 2122600500 | GENERAL CONSTRCUTION AND PLUMBING WORK AT THE 5TH FLOOR AS PER PLAN. THERE IS NO CHNAGE TO USE, EGRESS OR OCCUPANCY FILED UNDER THIS APPLICATION.
103599982 | 01 | MANHATTAN | 90 | CHURCH STREET | 00086 | 00001 | 1001230 | A2 | F | ASSIGNED TO P/E | 2003-10-24 | OTHER | 101 | [13 empty] | X | [6 empty] | DOUGLAS C MASS | PE | 0058375 |  | 2003-10-23 | 2003-10-23 | 2003-10-23 | 2003-10-24 | 0 | 0 | 342000 | 3611.1 | EXEMPT | 0 |  |  | 0 | 0 | 0 | 0 | 0 |  | COM |  | C5-3CR |  |  |  | PARTNERSHIP |  | MATTHEW KALANDRANIS | UNITED STATES POSTAL SERVICES | 4301 WILSON BLVD | ARLINGTON VA 22203 | 7035262760 | MODIFICATION TO SPRINKLER SYSTEM AS PER PLANS FILED HEREWITH. NO CHANGE IN USE, EGRESS OR OCCUPANCY. 3RD FLOOR 103 SPR. HEADS.
103599991 | 01 | MANHATTAN | 90 | CHURCH STREET | 00086 | 00001 | 1001230 | A2 | F | ASSIGNED TO P/E | 2003-10-24 | OTHER | 101 | [18 empty] | X | GENERAL CONST. | RICHARD S HAYDEN | RA | 0008935 |  | 2003-10-23 | 2003-10-23 | 2003-10-23 | 2003-10-24 | 0 | 0 | 135000 | 1479 | EXEMPT | 0 |  |  | 0 | 0 | 0 | 0 | 0 | [7 empty] | PARTNERSHIP |  | MATTHEW KALANDRANIS | UNITED STATES POSTAL SERVICE | 4301 WILSON BLVD SUITE 300 | ARLINGTON VA 222031861 | 7035262760 | REMOVAL AND INSTALLATION OF NON LOAD BEA RING PARTITIONS AND RELATED FIN SHES AS PER PLANS FILED HEREWITH. NO CHA NGE IN USE, EGRESS OR OCCUPANCY.
103599991 | 02 | MANHATTAN | 90 | CHURCH STREET | 00086 | 00001 | 1001230 | A2 | D | A/P ENTIRE | 2003-10-23 | OTHER | 101 | [7 empty] | X | X | [11 empty] | DOUGLAS C MASS | PE | 0058375 |  | 2003-10-23 | 2003-10-23 | 2003-10-23 | 0 | 0 | 0 | 175000 | 1891 | EXEMPT | 0 |  |  | 0 | 0 | 15 | 155 | 0 |  |  |  | C5-3CR | [10 empty] | MODIFICATION TO EXISTING HVAC SYSTEM AND PLUMBING AS PER PLANS FILED HE WITH. NO CHANGE TO USE, EGRESS OR OCCUPA NCY.
103582026 | 03 | MANHATTAN | 220 | WEST 48 STREET | 01019 | 00050 | 1024762 | A2 | D | A/P ENTIRE | 2003-10-23 | OTHER | 105 | [8 empty] | X | [11 empty] | LAWRENCE PAVANE | PE | 0034767 |  | 2003-10-23 | 2003-10-23 | 2003-10-23 | 0 | 0 | 0 | 80000 | 912.5 | STANDARD | 0 |  |  | 0 | 0 | 0 | 0 | 0 |  |  |  | C6-5 |  |  | MID | [7 empty] | INSTALLATION OF A 230 H.P. DIESEL ENGINE-DRIVEN EMERGENCY GENERA TOR RATED 150 K.W. STANDBY DUTY, WITH INTEGRAL 200-GALLON #2 DIESEL FUEL DAY TANK SURROUNDED BY A 400-GALLON RUPTURE BASIN. NO EXTERNAL FUEL PIPING. THE DAY TANK IS FILLED MANUALLY USING 5-GALLON SAFETY CANS WITH FIRE FIGHTING EQUIPMENT
103599991 | 03 | MANHATTAN | 90 | CHURCH STREET | 00086 | 00001 | 1001230 | A2 | D | A/P ENTIRE | 2003-10-23 | OTHER | 101 | [18 empty] | X |  | AINE BRAZIL | RA | 0008935 |  | 2003-10-23 | 2003-10-23 | 2003-10-23 | 0 | 0 | 0 | 6000 | 150.3 | EXEMPT | 0 |  |  | 0 | 0 | 0 | 0 | 0 | [14 empty] | STRUCTURAL MODIFICATION AS PER PLANS FIL ED HEREWITH. NO CHANGE TO USE, GRESS OR OCCUPANCY.
103598279 | 01 | MANHATTAN | 10 | COLUMBUS CIRCLE | 01049 | 00029 | 1026318 | A2 | F | ASSIGNED TO P/E | 2003-10-24 | OTHER | 104 | [6 empty] | Y | [6 empty] | X | [6 empty] | MARVIN MASS | PE | 0028355 |  | 2003-10-23 | 2003-10-23 | 2003-10-23 | 2003-10-24 | 0 | 0 | 40000 | 500.5 | STANDARD | 0 |  |  | 0 | 0 | 54 | 750 | 0 |  | E |  | C6-6 |  |  |  | CORPORATE |  | Bruce Warwick | Columbus Centre, LLC | 625 Madison Avenue | NY NY 10022 | 2124215333 | SPRINKLER HEAD INSTALLATIONS AS PER PLANS. NO CHANGE TO USE, EGRESS, OR OCCUPANCY.
103599553 | 01 | MANHATTAN | 57 | BOND STREET | 00529 | 00038 | 1008438 | A2 | P | APPROVED | 2003-10-23 | OTHER | 102 | [6 empty] | Y | [11 empty] | X | GEN.CONSTRUCTN. | David Mandl | RA | 0014623 | Y | 2003-10-23 | 2003-10-23 | 2003-10-23 | 0 | 2003-10-23 | 0 | 500 | 100 | STANDARD | 0 |  |  | 0 | 0 | 6 | 75 | 10 |  | J-2 |  | C6-1 | M1-5B |  |  | CORPORATE |  | Kenneth Horn | Alchemy Properties | 200 Madison Avenue, 20th Floor | New York NY 10016 | 2126830044 | Remove partition and door in third bedroom to enlarge super kitchen. No change to use egress or occupancy
103598545 | 02 | MANHATTAN | 374 | PARK AVENUE | 01288 | 00033 | 1035713 | A2 | P | APPROVED | 2003-10-23 | OTHER | 105 |  | Y |  |  |  |  | Y |  | X | [11 empty] | Robert Derector | PE | 0054953 | Y | 2003-10-23 | 2003-10-23 | 2003-10-23 | 0 | 0 | 0 | 15000 | 243 | STANDARD | 0 |  |  | 0 | 0 | 0 | 0 | 0 |  |  |  | C5-3 |  |  | MID | [7 empty] | Install new mechanical ductwork as shown on drawings. No change in use, egress or occupancy.
103598288 | 01 | MANHATTAN | 712 | 5 AVENUE | 01271 | 00038 | 1077363 | A2 | P | APPROVED | 2003-10-24 | OTHER | 105 |  | Y |  |  |  |  | Y | [11 empty] | X | CONST. | Ted Moudis | RA | 0016198 | Y | 2003-10-23 | 2003-10-23 | 2003-10-23 | 0 | 2003-10-24 | 0 | 75000 | 861 | STANDARD | 0 |  |  | 0 | 0 | 49 | 704 | 0 |  | E |  | C5-3 |  |  |  | PARTNERSHIP |  | Ralph DiRuggiero | 712 Fifth Avenue LP | 712 Fifth Ave, Paramount Grp a.a.f. | NY NY 10019 | 2122373100 | MINOR DEMOLITION AND INSTALLATION OF PARTIONS AND DOORS AS PER PLANS. NO CHANGE TO USE, EGRESS, OR OCCUPANCY.
103598509 | 01 | MANHATTAN | 399 | PARK AVENUE | 01308 | 07502 | 1071457 | A2 | Q | PERMIT-PARTIAL | 2003-10-24 | OTHER | 105 | [18 empty] | X | GEN.CONSTRUCTN. | MR RANDALL P COLLINS | RA | 0018716 | Y | 2003-10-23 | 2003-10-23 | 2003-10-23 | 0 | 2003-10-24 | 0 | 60000 | 706.5 | STANDARD | 0 |  |  | 0 | 0 | 0 | 0 | 0 | [7 empty] | PARTNERSHIP |  | THOMAS HILL | N/A | 599 LEXINGTON AVENUE, 18TH FL | NEW YORK NY 10022 | 2123264048 | INSTALLATION OF NON BEARING PARTITIONS A S PER PLANS FILED HEREWITH. NO HANGE IN USE, EGRESS OR OCCUPANCY.
103598509 | 02 | MANHATTAN | 399 | PARK AVENUE | 01308 | 07502 | 1071457 | A2 | Q | PERMIT-PARTIAL | 2003-10-24 | OTHER | 105 | [7 empty] | X | X | [11 empty] | MR ROBERT DERECTOR | PE | 0054953 | Y | 2003-10-23 | 2003-10-23 | 2003-10-23 | 0 | 0 | 0 | 45000 | 552 | STANDARD | 0 |  |  | 0 | 0 | 43 | 482 | 0 |  |  |  | C5-3 | [10 empty] | MECHANICAL ALTERATIONS AND PLUMBING WORK AS PER PLANS FILED HEREWITH. NO CHANGE TO USE, EGRESS OR OCCUPANCY.
103599562 | 01 | MANHATTAN | 333 | EAST 79 STREET | 01542 | 00019 | 1049251 | A2 | F | ASSIGNED TO P/E | 2003-10-24 | OTHER | 108 | [6 empty] | Y | X | [10 empty] | X | PARTITIONS | Irene G Sadko | PE | 0064441 |  | 2003-10-23 | 2003-10-23 | 2003-10-23 | 2003-10-24 | 0 | 0 | 15000 | 243 | STANDARD | 0 |  |  | 0 | 0 | 0 | 200 | 419 |  | RES |  | R10A | R8B | C1-9 |  | CORPORATE |  | Sam Eisner | First Avenue Owners, Inc. | 333 East 79th Street | New York NY 10021 | 2127533381 | Apt 8s- Kitchen & bath renovation: Replace existing plumbing fixtures in same location; partition modification on part of 8th flr in apt 8s. No change in use, egress or occupancy.
103598313 | 01 | MANHATTAN | 437 | 5 AVENUE | 00868 | 00072 | 1017244 | A2 | P | APPROVED | 2003-10-23 | OTHER | 105 | [6 empty] | Y | [11 empty] | X | FACADE/GC | STEPHEN L COHAN | RA | 0011222 | Y | 2003-10-23 | 2003-10-23 | 2003-10-23 | 0 | 2003-10-23 | 0 | 265700 | 2828.3 | STANDARD | 0 |  |  | 0 | 0 | 11 | 122 | 0 |  | E |  | C5-3 |  |  |  | CORPORATE |  | RICHARD BRICKELL | JOSEPH P DAY REALTY CORP. | 9 EAST 40TH STREET | NEW YORK NY 10016 | 2128897460 | FACADE REHAB IT IS PROPOSED TO PERFORM ROUTINE FACADE AND METAL MANSARD ROOFING WORK FOR COMPLIANCE TO LL11/98 THE WORK WILL CONSIST OF THE METAL MANSARD ROOF REPAIRS AND RECOATING PARAPET WALL REPAIR BRICK REPLACEMENT AND CUTTING POINTING ORNAMENTAL TERRACOTTA REHAB REPAIRS AND REPLICATION AND SIMILAR FACADE
103599438 | 01 | MANHATTAN | 1040 | ST NICHOLAS AVENUE | 02121 | 00001 | 1084589 | A2 | P | APPROVED | 2003-10-23 | OTHER | 112 | [6 empty] | Y | [8 empty] | X |  |  |  |  | JAMES COCKINOS | RA | 0018119 | Y | 2003-10-23 | 2003-10-23 | 2003-10-23 | 0 | 2003-10-23 | 0 | 0 | 340 | STANDARD | 0 |  |  | 0 | 0 | 1 | 17 | 0 |  | C |  | C1-4 | R7-2 |  |  | CORPORATE |  | JOHN CASTIMATIDIS | RED APPLE REAL ESTATE | 823 11TH AVENUE | NEW YORK NY 10019 | 2129565770 | INSTALLATION OF SIDEWALK SHED (EMERGENCY) AS PER VIOLATION #34414618N. NO CHANGE IN USE EGRESS OR OCCUPANCY. THIS APPLICATION TO BE PROFESSIONALLY CERTIFIED SEE COMMENTS # 16.
103598288 | 02 | MANHATTAN | 712 | 5 AVENUE | 01271 | 00038 | 1077363 | A2 | P | APPROVED | 2003-10-24 | OTHER | 105 |  | Y |  |  |  |  | Y |  | X | [11 empty] | ANTHONY ARBORE | PE | 0625311 | Y | 2003-10-23 | 2003-10-23 | 2003-10-23 | 0 | 0 | 0 | 20000 | 294.5 | STANDARD | 0 |  |  | 0 | 0 | 0 | 0 | 0 |  |  |  | C5-3 | [10 empty] | HVAC MODIFICATIONS AS PER PLANS. NO CHANGE TO USE, EGRESS, OR OCCUPANCY.
103598288 | 03 | MANHATTAN | 712 | 5 AVENUE | 01271 | 00038 | 1077363 | A2 | P | APPROVED | 2003-10-24 | OTHER | 105 |  | Y |  |  |  |  | Y | X | [12 empty] | ROBERT BENAZZI | PE | 0050897 | Y | 2003-10-23 | 2003-10-23 | 2003-10-23 | 0 | 0 | 0 | 14000 | 232.7 | STANDARD | 0 |  |  | 0 | 0 | 0 | 704 | 1 | [14 empty] | PLUMBING MODIFICATIONS AS PER PLANS. NO CHANGE TO USE, EGRESS, OR OCCUPANCY.
103599624 | 01 | MANHATTAN | 2520 | AMSTERDAM AVENUE | 02156 | 00048 | 1063737 | A2 | F | ASSIGNED TO P/E | 2003-10-24 | OTHER | 112 | [6 empty] | Y | [11 empty] | X | GEN.CONSTRUCTN. | Saky Yakas | RA | 0018047 |  | 2003-10-23 | 2003-10-23 | 2003-10-23 | 2003-10-24 | 0 | 0 | 10000 | 191.5 | EXEMPT | 0 |  |  | 0 | 0 | 6 | 60 | 0 |  | G |  | R7-2 |  |  |  | CORPORATE | Y | Jeffrey Rosengarten | Yeshiva University | 500 West 185th Street | New York NY 10033 | 2129605239 | Minor construction of interior, non-bearing partitions for new storage closets. No change to use, egress, or occupancy.
103598475 | 02 | MANHATTAN | 60 | BROAD STREET | 00024 | 00001 | 1000817 | A2 | R | PERMIT-ENTIRE | 2003-10-24 | OTHER | 101 | [6 empty] | Y |  | X | [11 empty] | Michael Gerazounis | PE | 0066709 | Y | 2003-10-23 | 2003-10-23 | 2003-10-23 | 0 | 0 | 0 | 22000 | 315.1 | STANDARD | 0 |  |  | 0 | 0 | 0 | 0 | 0 |  |  |  | C5-3 | [10 empty] | Install new HVAC as shown on plans filed herewith. No change in use, egress or occupancy.
103599456 | 01 | MANHATTAN | 1211 | AVENUE OF THE AMERICAS | 01000 | 00029 | 1022678 | A2 | P | APPROVED | 2003-10-23 | OTHER | 105 | [6 empty] | Y | [11 empty] | X | GC | Ellis L McIntosh | RA | 0019920 | Y | 2003-10-23 | 2003-10-23 | 2003-10-23 | 0 | 2003-10-23 | 0 | 10000 | 191.5 | STANDARD | 0 |  |  | 0 | 0 | 45 | 545 | 0 |  | COM |  | C6-6 | C6-5.5 |  |  | CORPORATE |  | Andy Toland | Jamestown Commercial | 1211 Sixth Ave | New York NY 10036 | 2122821551 | Minor partition modification. No change in egress, use, or occupancy.
103599465 | 01 | MANHATTAN | 345 | PARK AVENUE SOUTH | 00881 | 00001 | 1018102 | A2 | F | ASSIGNED TO P/E | 2003-10-24 | OTHER | 105 | [6 empty] | Y | [6 empty] | X | [6 empty] | Ronen Sharon | PE | 065106 |  | 2003-10-23 | 2003-10-23 | 2003-10-23 | 2003-10-24 | 0 | 0 | 10000 | 191.5 | STANDARD | 0 |  |  | 0 | 0 | 0 | 0 | 0 |  | E |  | C6-4A |  |  |  | CORPORATE |  | Mark J Granata Jr, | 345 Park Ave south partners | 400 Park Ave C/O RFR Realty | new york NY 10022 | 2123080700 | Relocate existing sprinkler piping in conflict with new stair openings. No change in use egress or occupancy. Filed in conjunction with App #
103599474 | 01 | MANHATTAN | 345 | PARK AVENUE SOUTH | 00881 | 00001 | 1018102 | A2 | F | ASSIGNED TO P/E | 2003-10-24 | OTHER | 105 | [6 empty] | Y | [11 empty] | X | GC | Ronen Sharon | PE | 065106 |  | 2003-10-23 | 2003-10-23 | 2003-10-23 | 2003-10-24 | 0 | 0 | 10000 | 191.5 | STANDARD | 0 |  |  | 0 | 0 | 0 | 0 | 0 | [7 empty] | CORPORATE |  | Mark J Granata Jr, | 345 Park Ave south partners | 400 Park Ave C/O RFR Realty | new york NY 10022 | 2123080700 | Create new stair openings in existing floor. (conc. slab.) No change in use egre ss or occupancy. Filed in cinjunction with app#
103599946 | 02 | MANHATTAN | 83 | MAIDEN LANE | 00068 | 00007 | 1001111 | A2 | D | A/P ENTIRE | 2003-10-23 | OTHER | 101 | [6 empty] | Y | X | X | [11 empty] | THOMAS D VELTRE | PE | 0006506 |  | 2003-10-23 | 2003-10-23 | 2003-10-23 | 0 | 0 | 0 | 50500 | 603.5 | STANDARD | 0 |  |  | 0 | 0 | 0 | 156 | 1 |  |  |  | C5-5CR | [10 empty] | INSTALLATION OF MECH/HVAC DUCTWORK AND PLUMBING FIXTURES AS PER PLANS FILED HEREWITH. NO CHANGE IN OCCUPANCY, USE OR EGRESS.
103599660 | 01 | MANHATTAN | 205 | EAST 7 STREET | 00390 | 00052 | 1801982 | A2 | J | P/E DISAPPROVED | 2003-10-23 | OTHER | 103 | [6 empty] | Y | X | X | X | [10 empty] | Abraham Joselow | PE | 0038991 | Y | 2003-10-23 | 2003-10-23 | 2003-10-23 | 0 | 0 | 0 | 120000 | 1324.5 | EXEMPT | 0 |  |  | 0 | 0 | 3 | 45 | 1 |  | F-1B |  | R7-2 |  |  |  | CORPORATE | Y | Taylor Field | East 7 Street Baptist Minist | 184 East 7th St | New York NY 10009 | 2126730471 | New heating , ventilation and airconditioning systems throughout entire building. No change in use, occupancy or egress under this application.
103599679 | 01 | MANHATTAN | 500 | SEVENTH AVENUE | 00787 | 00040 | 1014459 | A2 | J | P/E DISAPPROVED | 2003-10-24 | OTHER | 105 | [14 empty] | X | [5 empty] | JACK GREEN | PE | 0038964 |  | 2003-10-23 | 2003-10-23 | 2003-10-23 | 2003-10-24 | 0 | 0 | 15000 | 243 | STANDARD | 0 |  |  | 0 | 0 | 0 | 0 | 0 | [7 empty] | PARTNERSHIP |  | ALAN STARKMAN | 500-12 7TH AVE,LLP | 125 PARK AVENUE | NEW YORK NY 10017 | 2123722272 | FOR FIRE ALARM MODIFICATIONS TO EXISTING SYSTEM AS PER PLANS. NO CHANGE TO USE, EGRESS OR OCCUPANCY.
103599697 | 01 | MANHATTAN | 210 | WEST 55 STREET | 01026 | 00041 | 1024858 | A2 | P | APPROVED | 2003-10-23 | OTHER | 105 | [6 empty] | Y | X | X | [11 empty] | Yusuf Patel | PE | 0072984 | Y | 2003-10-23 | 2003-10-23 | 2003-10-23 | 0 | 2003-10-23 | 0 | 105000 | 1170 | STANDARD | 0 |  |  | 0 | 0 | 12 | 140 | 0 |  | COM | COM | C6-6 |  |  |  | CORPORATE |  | Riyaz Akhtar | Hampshire Hotels & Resorts LLC | 595 11th Avenue | New York NY 10036 | 2124749825 | Filing herewith for mechanical and plumbing modifications No change in use, egress or occupancy.
103599713 | 01 | MANHATTAN | 11 | BROADWAY | 00013 | 00005 | 1000044 | A2 | F | ASSIGNED TO P/E | 2003-10-24 | OTHER | 101 |  | Y |  |  |  |  | Y | [11 empty] | X | GEN.CONSTRUCTN. | Joseph Canton | PE | 0046441 |  | 2003-10-23 | 2003-10-23 | 2003-10-23 | 2003-10-24 | 0 | 0 | 115000 | 1273 | STANDARD | 0 |  |  | 0 | 0 | 22 | 250 | 0 |  | COM | COM | C5-5 |  |  |  | CORPORATE |  | Naftali Braun | Bowling Green Associate L.P. | 160 Broadway | New York NY 10038 | 2123492154 | Filing herewith for sidewalk vault repair as indicted on the plans filed herewith.No change in use,egress or occupancy.
103599312 | 01 | MANHATTAN | 522 | WEST 24 STREET | 00695 | 00015 | 1012347 | A2 | D | A/P ENTIRE | 2003-10-23 | OTHER | 104 | [6 empty] | Y | [8 empty] | X |  |  | X | GEN CONSTRUC | RAMY ISSAC | RA | 0018258 |  | 2003-10-23 | 2003-10-23 | 2003-10-23 | 0 | 0 | 0 | 50000 | 733.5 | STANDARD | 0 |  |  | 0 | 0 | 14 | 130 | 52 |  | J-2 |  | M1-5 | R8B |  |  | CORPORATE |  | GREG GUSHEE | RELATED COMPANIES CORP. | 625 MADISON AVENUE - 9TH FLOOR | NEW YORK NY 10022 | 2125882001 | DEMOLITION, NEW PARTITIONING,NEW STOREFRONT, NEW CEILING, NEW FINISH FLOOR AS PER PLAN PLAN. NO CHANGE IN USE, OCCUPANCY OR EGRESS.
103599456 | 02 | MANHATTAN | 1211 | AVENUE OF THE AMERICAS | 01000 | 00029 | 1022678 | A2 | P | APPROVED | 2003-10-23 | OTHER | 105 | [6 empty] | Y |  | X | [11 empty] | Reynaldo C Prego | PE | 0055343 | Y | 2003-10-23 | 2003-10-23 | 2003-10-23 | 0 | 0 | 0 | 5000 | 140 | STANDARD | 0 |  |  | 0 | 0 | 0 | 0 | 0 |  |  |  | C6-6 | C6-5.5 | [9 empty] | Subsequent Applicant filing for Mechanical Ductwork modification. No change in egress, use, or occupancy.
103599731 | 01 | MANHATTAN | 135 | WEST 3 STREET | 00543 | 07501 | 1008769 | A2 | D | A/P ENTIRE | 2003-10-23 | OTHER | 102 | [6 empty] | Y | X | [7 empty] | X |  |  | X | GEN.CONSTRUCTN. | Raymond Chan | RA | 0015817 |  | 2003-10-23 | 2003-10-23 | 2003-10-23 | 0 | 0 | 0 | 110000 | 1351.5 | STANDARD | 0 |  |  | 0 | 0 | 7 | 84 | 5 |  | RES |  | C1-5 |  |  |  | CORPORATE |  | Margarette Lee | Village Store, LLC | 141 5th Avenue, PH Floor | New York NY 10010 | 2124778008 | Interior renovation on cellar and 1st floor, no change in use, egress or occupancy under this application.
103599312 | 02 | MANHATTAN | 522 | WEST 24 STREET | 00695 | 00015 | 1012347 | A2 | D | A/P ENTIRE | 2003-10-23 | OTHER | 104 | [6 empty] | Y | X | X | [11 empty] | BRUCE L MERDJAN | PE | 0074729 |  | 2003-10-23 | 2003-10-23 | 2003-10-23 | 0 | 0 | 0 | 48000 | 582.9 | STANDARD | 0 |  |  | 0 | 0 | 0 | 130 | 52 |  |  |  | M1-5 | R8B | [9 empty] | PLUMBING AND MECHANICAL AS PER PLAN. NO CHANGE IN USE, OCCUPANCY OR EGRESS UNDER THIS APPLICATION.
103598723 | 01 | MANHATTAN | 725 | 5 AVENUE | 01292 | 07501 | 1035794 | A2 | R | PERMIT-ENTIRE | 2003-10-24 | OTHER | 105 | [15 empty] | X |  |  |  |  | MICHAEL LECLERE | RA | 0017054 | Y | 2003-10-23 | 2003-10-23 | 2003-10-23 | 0 | 2003-10-23 | 2003-10-24 | 0 | 130 | STANDARD | 0 |  |  | 0 | 0 | 0 | 0 | 0 | [7 empty] | CORPORATE |  | NANCY LARA | TRUMP TOWER COMMERCIAL LLC | 725 5TH AVENUE | NEW YORK NY 10022 | 2127157284 | INSTALLATION OF A BARRICADE AS PER PLANS FILED HEREWITH. NO CHANGE IN USE, EGRESS OR OCCUPANCY.
103598750 | 01 | MANHATTAN | 113 | EAST 64 STREET | 01399 | 00005 | 1042348 | A2 | D | A/P ENTIRE | 2003-10-23 | OTHER | 108 |  | Y |  |  |  |  | Y | [11 empty] | X | ENL. | Keitaro Nei | RA | 0024156 |  | 2003-10-23 | 2003-10-23 | 2003-10-23 | 0 | 0 | 0 | 14000 | 275.84 | STANDARD | 0 |  |  | 169 | 0 | 4 | 60 | 5 |  | RES |  | R8B |  |  |  | INDIVIDUAL |  | Harouth Nalbandian | Kartash, LLC | 113 East 64th Street | New York NY 10021 | 2125291818 | Greenhouse addition on second floor.No change in use, occupancy or egress.
103598778 | 01 | MANHATTAN | 1061 | MADISON AVENUE | 01492 | 00121 | 1046652 | A2 | P | APPROVED | 2003-10-24 | OTHER | 108 | [6 empty] | Y | [11 empty] | X | STRUCTURAL | Steven Smolinsky | PE | 0054124 | Y | 2003-10-23 | 2003-10-24 | 2003-10-24 | 0 | 2003-10-24 | 0 | 10000 | 191.5 | STANDARD | 0 |  |  | 0 | 0 | 5 | 50 | 0 |  | J-2 |  | C5-1 |  |  |  | CORPORATE |  | Norman Buckbinder | Buchbinder & Warren | 1 Union Square West | New York NY 10003 | 2125993700 | Application filed in conjunction w/approved and permitted application #103567677. Structural work for new convenience stair, and framing as per plans filed herewith. No change in use, egress or occupancy.
103598787 | 01 | MANHATTAN | 405 | WEST 14 STREET | 00712 | 00027 | 1012534 | A2 | D | A/P ENTIRE | 2003-10-24 | OTHER | 104 | [6 empty] | Y | [9 empty] | X |  |  |  | Saverio Tarantino | PE | 0063991 |  | 2003-10-23 | 2003-10-24 | 2003-10-24 | 0 | 0 | 0 | 3000 | 100 | STANDARD | 0 |  |  | 0 | 0 | 4 | 45 | 0 |  | COM |  | M1-5 |  |  |  | INDIVIDUAL |  | MOLLIE BENDER | ESTATE OF WILLIAM GOTTLIEB | 544 HUDSON STREET | NEW YORK NY 10014 | 2129893100 | MODIFICATION OF EXISTING FIRE SUPPRESSION SYSTEM. EXISTING FS SYSTEM FILED UNDER APPL. # 102492740. NO CHANGE TO OCCUPANCY, USE OR EGRESS.
103597403 | 01 | MANHATTAN | 1255 | AMSTERDAM AVENUE | 01963 | 00060 | 1800840 | A2 | D | A/P ENTIRE | 2003-10-24 | OTHER | 109 | [8 empty] | X |  |  | X | [8 empty] | ANDREW SEBOR | PE | 0053432 |  | 2003-10-21 | 2003-10-22 | 2003-10-24 | 0 | 0 | 0 | 2000 | 100 | EXEMPT | 0 |  |  | 0 | 0 | 0 | 0 | 0 |  |  |  | C1-4 |  |  |  | CORPORATE | Y | MARK BURSTEIN | COLUMBIA UNIVERSITY | 410 WEST 118TH ST | NY NY 10027 | 2128543291 | INSTALLATION OF EMERGENCY GENERATOR FILE D IN CONJUCTION WITH NEW BUILDI G#103030328 NO CHANGE IN USE EGRESS OR O CCUPANCY
103597412 | 01 | MANHATTAN | 1255 | AMSTERDAM AVENUE | 01963 | 00060 | 1800840 | A2 | D | A/P ENTIRE | 2003-10-24 | OTHER | 109 | [9 empty] | X | [10 empty] | ANDREW SEBOR | PE | 0053432 |  | 2003-10-21 | 2003-10-22 | 2003-10-24 | 0 | 0 | 0 | 1000 | 100 | EXEMPT | 0 |  |  | 0 | 0 | 0 | 0 | 0 | [7 empty] | CORPORATE |  | MARK BURSTEIN | COLUMBIA UNIVERSITY | 410 WEST 118TH ST | NY NY 10027 | 2128543291 | INSTALLATION OF BOILER FILED IN CONJUCTI ON WITH NEW BUILDING #103030328 NO CHANGE IN OCCUPANCY USE OR EGRESS
103599802 | 01 | MANHATTAN | 27 | WEST 24 STREET | 00826 | 00019 | 1015595 | A2 | P | APPROVED | 2003-10-24 | OTHER | 105 | [6 empty] | Y | X | X | [9 empty] | X | STRUCTURAL | PAUL K HINKLEY | PE | 0049789 | Y | 2003-10-23 | 2003-10-24 | 2003-10-24 | 0 | 2003-10-24 | 0 | 237000 | 2529.6 | STANDARD | 0 |  |  | 0 | 0 | 11 | 150 | 0 |  | COM |  | M1-6 |  |  |  | CORPORATE |  | WILLIAM CUMMINGS | 27 WEST 24TH STREET CORP | 420 LEXINGTON AVENUE STE#331 | NY NY 10170 | 2126616850 | PLUMBING AND MECHANICAL WORK AT THE 1ST, ROOF. THERE IS NO CHNAGETO USE, EGRESS OR OCCUPANCY FIELD UNDER THIS APPLICATION. ALSO STRUCTURAL WORK AS PER PLAN.
103597902 | 01 | MANHATTAN | 245 | EAST 93 STREET | 01539 | 07501 | 1048918 | A2 | D | A/P ENTIRE | 2003-10-24 | OTHER | 108 | [6 empty] | Y | X | [10 empty] | X | GEN.CONSTRUCTN. | Jean-Luc Briguet | RA | 0025773 |  | 2003-10-22 | 2003-10-24 | 2003-10-24 | 0 | 0 | 0 | 45000 | 552 | STANDARD | 0 |  |  | 0 | 0 | 33 | 350 | 286 |  | RES |  | C2-8 | R8 |  | TA | CORPORATE |  | Michael McCabe | Astor Terrace Condominium | 675 Third Ave, c/o Insigna Resident | New York NY 10017 | 2126928429 | Minor interior non-braring partitions and plumbing as per plans filed herewith. No change in use,e gress or occupancy under this application.
103596529 | 01 | MANHATTAN | 90 | BROAD STREET | 00010 | 00016 | 1000025 | A2 | P | APPROVED | 2003-10-24 | OTHER | 101 | [6 empty] | Y | [11 empty] | X | GC | Frederic Strauss | RA | 0018424 | Y | 2003-10-22 | 2003-10-24 | 2003-10-24 | 0 | 2003-10-24 | 0 | 95000 | 1067 | STANDARD | 0 |  |  | 0 | 0 | 24 | 240 | 0 |  | E | E | C5-5 |  |  |  | CORPORATE |  | Michael Taub | 90 Broad LLC | 90 Broad Street, 19th Floor | New York NY 10004 | 2126031610 | Interior renovation, partition and ceiling work as indicated on the plans filed herewith. No change in use, egress or occupancy.
103599875 | 01 | MANHATTAN | 165 | BENNETT AVENUE | 02180 | 00483 | 1064459 | A2 | P | APPROVED | 2003-10-24 | OTHER | 112 | [6 empty] | Y | X |  |  | X | [9 empty] | NEAL M RUDIKOFF | PE | 0050579 | Y | 2003-10-23 | 2003-10-24 | 2003-10-24 | 0 | 2003-10-24 | 0 | 3000 | 200 | STANDARD | 0 |  |  | 0 | 0 | 6 | 60 | 79 |  | J-2 |  | R7-2 |  |  |  | CORPORATE |  | BERNARD MUSCHEL | 165 BENNETT AVE., INC. | P.O. BOX 556 | MONSEY NY 10952 | 8453524402 | REPLACE GAS/OIL BURNER ON EXISTING LOW PRESSURE BOILER. NO CHANGE IN EGRESS, OCCUPANCY OR USE UNDER THIS APPLICATION.
103599884 | 01 | MANHATTAN | 126 | WEST 81 STREET | 01211 | 00045 | 1031988 | A2 | J | P/E DISAPPROVED | 2003-10-24 | OTHER | 107 |  | Y |  |  |  |  | Y | X | [12 empty] | FRANK C MEDITZ | PE | 0079980 | Y | 2003-10-23 | 2003-10-24 | 2003-10-24 | 0 | 0 | 0 | 23000 | 325.4 | STANDARD | 0 |  |  | 0 | 0 | 4 | 40 | 4 |  | J-2 |  | R8B |  |  |  | CORPORATE |  | THEODORE SCHULTZ | 126 WEST 81ST OWNERS CORP. | 126 WEST 81ST STREET | NEW YORK NY 10024 | 2125954708 | REPLACE GAS FIRED BOILER AND INSTALL TWO (2) NEW DOMESTIC HOT WATER HEATERS. NO CHANGE IN EGRESS, OCCUPANCY OR USE UNDER THIS APPLICATION.
103599893 | 01 | MANHATTAN | 370 | RIVERSIDE DRIVE | 01893 | 00032 | 1057312 | A2 | D | A/P ENTIRE | 2003-10-24 | OTHER | 107 | [18 empty] | X | GEN.CONSTRUCTN. | KATHLEEN NEEDHAM INOCCO | PE | 0072627 |  | 2003-10-23 | 2003-10-24 | 2003-10-24 | 0 | 0 | 0 | 70000 | 809.5 | STANDARD | 0 |  |  | 0 | 0 | 0 | 0 | 0 | [7 empty] | CORPORATE |  | TENANT CORP 370 RIVERSIDE | C/O ORSID REALTY CORP | 156 56TH ST | NY NY 10019 | 2128641715 | PARTIAL REPLACEMEMT OF PENTHOUSE TERRACE ROOF AND MINOR CHIMNEY REPAIRS NO CHANGE TO USE EGRESS OR OCCUPANCY BASE BID AND BASE BID 4
103598046 | 01 | MANHATTAN | 350 | 5 AVENUE | 00835 | 00041 | 1015862 | A2 | D | A/P ENTIRE | 2003-10-24 | OTHER | 105 |  | Y |  |  |  |  | Y | [11 empty] | X | GENERAL CONST | BRUCE LAWSON | RA | 0279161 |  | 2003-10-22 | 2003-10-24 | 2003-10-24 | 0 | 0 | 0 | 50000 | 603.5 | STANDARD | 0 |  |  | 0 | 0 | 102 | 1118 | 0 |  | E |  | C5-3 | C6-4 |  |  | PARTNERSHIP |  | STEPHEN TOLE | HELMSLEY SPEAR, INC. | 350 FIFTH AVENUE | NEW YORK NY 10118 | 2127363100 | General construction. Installation of partitions, doors and ceilings as per plans. No change to use, egress or occupancy.
103598126 | 01 | MANHATTAN | 137 | THOMPSON STREET | 00517 | 00031 | 1008051 | A2 | P | APPROVED | 2003-10-24 | OTHER | 102 | [6 empty] | Y | X | X | [9 empty] | X | GC | Andrew Caracciolo | RA | 0020246 | Y | 2003-10-22 | 2003-10-24 | 2003-10-24 | 0 | 2003-10-24 | 0 | 25000 | 346 | STANDARD | 0 |  |  | 0 | 0 | 5 | 50 | 16 |  | RES |  | R7-2 |  |  |  | CORPORATE |  | Joseph Chinnic | Nina Lee LLC | 252 Mott Street | NY NY 10012 | 2126771480 | Renovating Exisitng Apartment, new partitions & plumbing fixtures. No change to use egress or occupancy.
103598055 | 01 | MANHATTAN | 350 | 5 AVENUE | 00835 | 00041 | 1015862 | A2 | P | APPROVED | 2003-10-24 | OTHER | 105 |  | Y |  |  |  |  | Y | [11 empty] | X | DEMO | BRUCE LAWSON | RA | 0279161 | Y | 2003-10-22 | 2003-10-24 | 2003-10-24 | 0 | 2003-10-24 | 0 | 10000 | 191.5 | STANDARD | 0 |  |  | 0 | 0 | 102 | 1118 | 0 |  | E |  | C5-3 | C6-4 |  |  | PARTNERSHIP |  | STEPHEN TOLE | HELMSLEY SPEAR, INC. | 350 FIFTH AVENUE | NEW YORK NY 10118 | 2127363100 | Minor demolition of interior partitions, doors & ceilings as per plans. No change to use, egress or occupancy.
103598199 | 01 | MANHATTAN | 445 | EAST 86 STREET | 01566 | 00017 | 1050550 | A2 | D | A/P ENTIRE | 2003-10-24 | OTHER | 108 | [6 empty] | Y | X | [10 empty] | X | GC | Linna Hunt | RA | 0018257 |  | 2003-10-23 | 2003-10-24 | 2003-10-24 | 0 | 0 | 0 | 7000 | 160.6 | STANDARD | 0 |  |  | 0 | 0 | 16 | 187 | 150 |  | RES |  | R10A | C1-5 |  |  | CORPORATE |  | Paul Gottsegen | 445-86 Owners' Corp. | 770 Lexington Ave. | New York NY 10021 | 2125087272 | Renovation of Apt. 3C. Remove non lload bearing partition between kitchen and living room. No change in use, egress or occupancy.
103598395 | 01 | MANHATTAN | 90 | CHURCH STREET | 00086 | 00001 | 1001230 | A2 | D | A/P ENTIRE | 2003-10-24 | OTHER | 101 | [18 empty] | X | GENERAL CONST. | RICHARD S HAYDEN | RA | 0008935 |  | 2003-10-23 | 2003-10-24 | 2003-10-24 | 0 | 0 | 0 | 364000 | 3837.7 | EXEMPT | 0 |  |  | 0 | 0 | 0 | 0 | 0 | [7 empty] | PARTNERSHIP |  | MATTHEW KALANDRANIS | UNITED STATES POSTAL SERVICES | 4301 WILSON BLVD SUITE 300 | ARLINGTON VA 222031861 | 7035262760 | REMOVAL AND INSTALLATION OF NON LOAD BEA RING PARTITIONS AND RELATED FIN SHES AS PER PLANS FILED HEREWITH. NO CHA NGE TO USE, EGRESS OR OCCUPANCY.
103598395 | 02 | MANHATTAN | 90 | CHURCH STREET | 00086 | 00001 | 1001230 | A2 | D | A/P ENTIRE | 2003-10-24 | OTHER | 101 | [7 empty] | X | X | [11 empty] | DOUGLAS C MASS | PE | 0058375 |  | 2003-10-23 | 2003-10-24 | 2003-10-24 | 0 | 0 | 0 | 1005000 | 10440 | EXEMPT | 0 |  |  | 0 | 0 | 15 | 155 | 0 |  |  |  | C5-3CR | [10 empty] | MODIFICATION TO EXISTING HVAC SYSTEM AND PLUMBING AS PER PLANS FILED HER WITH. NO CHANGE TO USE, EGRESS OR OCCUPA NCY.
103598395 | 03 | MANHATTAN | 90 | CHURCH STREET | 00086 | 00001 | 1001230 | A2 | D | A/P ENTIRE | 2003-10-24 | OTHER | 101 | [18 empty] | X |  | AINE BRAZIL | PE | 0062542 |  | 2003-10-23 | 2003-10-24 | 2003-10-24 | 0 | 0 | 0 | 6300 | 160.6 | EXEMPT | 0 |  |  | 0 | 0 | 0 | 0 | 0 | [14 empty] | STRUCTURAL MODIFICATION AS PER PLANS FIL ED HEREWITH. NO CHANGE TO USE, GRESS OR OCCUPANCY.
103599642 | 01 | MANHATTAN | 324 | EAST 34 STREET | 00939 | 00047 | 1021894 | A2 | D | A/P ENTIRE | 2003-10-24 | OTHER | 106 | [7 empty] | X | [10 empty] | X | GEN.CONSTRUCTN. | PAUL HINKLEY | PE | 0049789 |  | 2003-10-23 | 2003-10-24 | 2003-10-24 | 0 | 0 | 0 | 10000 | 191.5 | STANDARD | 0 |  |  | 0 | 0 | 6 | 60 | 22 | [7 empty] | CORPORATE |  | ROCCO RUTIGLIANO | N-WAY HOLDING CORP | 729 EAST 140TH ST | BX NY 10545 | 7185858300 | DEMOLITION OF INTERIOR PARTITION AND REP LACING PLUMBING FIXTURES ROUGHI G NO CHANGE OF USE EGRESS OR OCCUPANCY
103599704 | 01 | MANHATTAN | 210 | WEST 55 STREET | 01026 | 00041 | 1024858 | A2 | P | APPROVED | 2003-10-24 | OTHER | 105 | [6 empty] | Y | [6 empty] | X | [6 empty] | Yusuf Patel | PE | 0072984 | Y | 2003-10-23 | 2003-10-24 | 2003-10-24 | 0 | 2003-10-24 | 0 | 7000 | 160.6 | STANDARD | 0 |  |  | 0 | 0 | 12 | 140 | 0 |  | COM | COM | C6-6 |  |  |  | CORPORATE |  | Riyaz Akhtar | Hampshire Hotels & Resorts LLC | 595 11th Avenue | New York NY 10036 | 2124749825 | Filing herewith for sprinkler modifications No change in use, egress or occupancy.
103598803 | 01 | MANHATTAN | 162 | WEST 21 STREET | 00796 | 00073 | 1014761 | A2 | D | A/P ENTIRE | 2003-10-24 | OTHER | 104 | [6 empty] | Y | [11 empty] | X | GC | Joan M Humphreys | RA | 0015384 |  | 2003-10-24 | 2003-10-24 | 2003-10-24 | 0 | 0 | 0 | 12000 | 212.1 | STANDARD | 0 |  |  | 0 | 0 | 6 | 65 | 0 |  | COM |  | C2-5 | R8A |  |  | CORPORATE |  | Christine Andon | Northside Realty Corp. | 162 West 21st Street | New York NY 10011 | 2122430189 | Installation of skylight; no change to use, egress or occupancy.
103598741 | 01 | MANHATTAN | 90 | CHURCH STREET | 00086 | 00001 | 1001230 | A2 | D | A/P ENTIRE | 2003-10-24 | OTHER | 101 | [13 empty] | X | [6 empty] | DOUGLAS MASS | PE | 0058375 |  | 2003-10-23 | 2003-10-24 | 2003-10-24 | 0 | 0 | 0 | 83000 | 943.4 | EXEMPT | 0 |  |  | 0 | 0 | 0 | 0 | 0 |  | COM |  | C5-3 |  |  |  | PARTNERSHIP |  | MATTEW KALANDRANIS | UNITED STATES POSTSL SERVICE | 4301 WILSON BLVD ST 300 | ARLINGTON VA 22203 | 7035262760 | MODIFICATION TO SPRINKLER SYSTEM AS PER PLANS FILED HEREWITH NO CHANGE I N US EGRESS OR OCCUPANCY UNDER THIS APPLICATION
103599358 | 01 | MANHATTAN | 516 | WEST 34 STREET | 00705 | 00046 | 1080338 | A2 | P | APPROVED | 2003-10-24 | OTHER | 104 | [6 empty] | Y | [11 empty] | X | GEN CONSTRUC | Jan Diamond | RA | 0015841 | Y | 2003-10-23 | 2003-10-24 | 2003-10-24 | 0 | 2003-10-24 | 0 | 3000 | 100 | STANDARD | 0 |  |  | 0 | 0 | 12 | 130 | 0 |  | RES |  | M1-5 |  |  |  | CORPORATE |  | Peter Mr. Duncan | George Comfort & Son | 200 Madison Avenue | New York NY 10016 | 2124811122 | Renovation of existing office space. Installation of Minor partitions and door. No change of use, egress or occupancy under this application.
103599367 | 01 | MANHATTAN | 40 | EAST 20 STREET | 00848 | 00049 | 1016178 | A2 | D | A/P ENTIRE | 2003-10-24 | OTHER | 105 |  | Y |  |  |  |  | Y | [6 empty] | X | [6 empty] | John J Guth | RA | 0066073 |  | 2003-10-23 | 2003-10-24 | 2003-10-24 | 0 | 0 | 0 | 70000 | 809.5 | STANDARD | 0 |  |  | 0 | 0 | 7 | 63 | 0 |  | RES |  | M1-5M |  |  |  | INDIVIDUAL |  | Jim Diamond | N/A | 400 Columbus Avenue | New York NY 10595 | 9177736220 | Upgrade to existing sprinkler system. New Jockey sprinkler booster pump siamese service for floors 3rd to 7th. No change of use, egress or occupancy under this application.
103599740 | 01 | MANHATTAN | 90 | CHURCH STREET | 00086 | 00001 | 1001230 | A2 | D | A/P ENTIRE | 2003-10-24 | OTHER | 101 | [13 empty] | X | [6 empty] | DOUGLAS MASS | PE | 0058375 |  | 2003-10-23 | 2003-10-24 | 2003-10-24 | 0 | 0 | 0 | 15000 | 243 | EXEMPT | 0 |  |  | 0 | 0 | 0 | 0 | 0 |  | COM |  | C5-3 |  |  |  | PARTNERSHIP |  | MATTEW KALANDRIAS | UNITATES STARES POSTAL SERVICE | 4301 WILSON BLVD STE 300 | ARLINGTON VA 22203 | 7035262760 | MODIFICATION TO SPRINKLER SYSTEM AS PER PLANS FILED HEREWITH NO CHANGE T O USE EGRESS OR OCCUPANCY UNDER THIS APP LICATION
103598769 | 01 | MANHATTAN | 11 | WEST 42 STREET | 01258 | 00021 | 1034198 | A2 | R | PERMIT-ENTIRE | 2003-10-24 | OTHER | 105 | [6 empty] | Y | [11 empty] | X | INT. CONST. | Anthony Schirripa | RA | 0013497 | Y | 2003-10-23 | 2003-10-24 | 2003-10-24 | 0 | 2003-10-24 | 2003-10-24 | 100000 | 1118.5 | STANDARD | 0 |  |  | 0 | 0 | 32 | 345 | 0 |  | COM |  | C5-3 |  |  | MID | PARTNERSHIP |  | Karl E Johnstone | 11 West 42nd Limited Partnership | 11 West 42nd Street | New York NY 10036 | 2123546087 | Interior construction work to include removal and installation of partitions, doors and ceiling. No change to use, egress or occupancy.
103598689 | 01 | MANHATTAN | 330 | WEST 34 STREET | 00757 | 00054 | 1013553 | A2 | D | A/P ENTIRE | 2003-10-24 | OTHER | 104 | [14 empty] | X | [5 empty] | BRUCE LILKER | PE | 0060859 |  | 2003-10-24 | 2003-10-24 | 2003-10-24 | 0 | 0 | 0 | 25000 | 346 | STANDARD | 0 |  |  | 0 | 0 | 0 | 0 | 0 | [7 empty] | CORPORATE |  | STEVE SONITIS | VORNADO 330 W 34TH ST LLC | 330 WEST 34TH ST | NY NY 10001 | 2128947000 | FIRE ALARM MODIFICATIONS ON THE 17TH FLR AS INDICATED ON DRAAWINGS NO CH NGE IN USE EGRESS OR OCCUPANCY NO CHANGE TO LL#5/73 COMPLIANCE
103596404 | 01 | MANHATTAN | 201 | EAST 28 STREET | 00909 | 00001 | 1019888 | A2 | P | APPROVED | 2003-10-24 | OTHER | 106 | [6 empty] | Y | [11 empty] | X | GEN CONST | Paul Millman | PE | 0058384 | Y | 2003-10-24 | 2003-10-24 | 2003-10-24 | 0 | 2003-10-24 | 0 | 610000 | 6371.5 | STANDARD | 0 |  |  | 0 | 0 | 20 | 200 | 0 |  | J-2 |  | C2-8 | R8B |  |  | CORPORATE |  | Bud Johnson | Chesapeake Owners Corporation | 201 East 28th Street | New York NY 10016 | 2125320928 | Shelf angle replacement. Brick masonry corner reconstruction. Brick masonry, coping and railing replacement. Stone spall repair. There is no change in use, egress or occupancy under this application.
103598698 | 01 | MANHATTAN | 230 | PARK AVENUE | 01300 | 00001 | 1036185 | A2 | D | A/P ENTIRE | 2003-10-24 | OTHER | 105 |  | Y | [12 empty] | X | [5 empty] | ROBERT DERECTOR | PE | 0054953 |  | 2003-10-24 | 2003-10-24 | 2003-10-24 | 0 | 0 | 0 | 7000 | 160.6 | STANDARD | 0 |  |  | 0 | 0 | 0 | 0 | 0 | [7 empty] | CORPORATE |  | COLIN MCGRAIL | MAX CAPITAL MANAGEMENT CORP | 230 PARK AVE | NY NY 10017 | 2124907100 | MODIFICATION OF FIRE ALARM SYSTEM ON THE 13TH AND 14TH FLOOR AS INDICAT D ON DRAWINGS NO CHANGE IN USE EGRESS OR OCCUPANCY NO CHANGE TO LL#5/73 COMPLIA CE
103598992 | 01 | MANHATTAN | 230 | PARK AVENUE | 01300 | 00001 | 1036185 | A2 | D | A/P ENTIRE | 2003-10-24 | OTHER | 105 |  | Y | [11 empty] | X | [6 empty] | ROBERT DERECTOR | PE | 0054953 |  | 2003-10-24 | 2003-10-24 | 2003-10-24 | 0 | 0 | 0 | 21000 | 304.8 | STANDARD | 0 |  |  | 0 | 0 | 0 | 0 | 0 |  | E |  | C5-3 |  |  |  | CORPORATE |  | COLIN MCGRAIL | MAX CAPITAL MANAGEMENT CORP | 230 PARK AVENUE | NEW YORK NY 10017 | 2124907100 | MODIFICATION OF SPRINKLER SYSTEM ON THE 13TH FLOOR AS INDICATED ON DRAWI NGS. NO CHANGE IN USE, EGRESS OR OCCUPAN CY. NO CHANGE TO LL#5/73 COMPLIANCE.
103596084 | 01 | MANHATTAN | 601 | WEST 26 STREET | 00672 | 00001 | 1012268 | A2 | D | A/P ENTIRE | 2003-10-24 | OTHER | 104 |  | Y | [12 empty] | X | [5 empty] | BRUCE LILKER | PE | 0060859 |  | 2003-10-24 | 2003-10-24 | 2003-10-24 | 0 | 0 | 0 | 6000 | 150.3 | STANDARD | 0 |  |  | 0 | 0 | 0 | 0 | 0 | [7 empty] | CORPORATE |  | MARK KARASICK | 601 WEST ASSOCI LLC | 601 WEST 26TH ST | NY NY 10001 | 2129243880 | INSTALLTION OF NEW FIRE ALARM DEVICES TO BE TIED INTO EXISITNG BASE BUI DING FIRE ALARM SIGNAL SYSTEM AS SHOWN O N SUBMITTED RISER DIAGRAM NO CHANGE IN SE EGRESS OR OCCUPANCY
103596093 | 01 | MANHATTAN | 50 | GREENE STREET | 00474 | 00001 | 1084910 | A2 | D | A/P ENTIRE | 2003-10-24 | OTHER | 102 |  | Y |  |  |  |  | Y | [8 empty] | X |  |  | X | GC | Nelson Benavides | RA | 0025762 |  | 2003-10-24 | 2003-10-24 | 2003-10-24 | 0 | 0 | 0 | 100000 | 1248.5 | STANDARD | 0 |  |  | 0 | 0 | 5 | 60 | 2 |  | COM |  | M1-5B |  |  |  | CORPORATE |  | Marvin Wittlin | D+ R Realty Corp. | 185 Buffalo Avenue | Freeport NY 11520 | 5163294660 | Interior renovation to include minor demo and construction of new partitions, hung ceiling and finishes as indicated on plans filed herewith. No change in use, egress or occupancy.
103599900 | 01 | MANHATTAN | 67 | WEST 44 STREET | 01260 | 00001 | 1034217 | A2 | Q | PERMIT-PARTIAL | 2003-10-24 | OTHER | 105 | [6 empty] | Y | X | [10 empty] | X | INTERIOR DEMO. | Panagis Georgopoulos | RA | 0015870 | Y | 2003-10-24 | 2003-10-24 | 2003-10-24 | 0 | 2003-10-24 | 0 | 25000 | 346 | STANDARD | 0 |  |  | 0 | 0 | 30 | 360 | 0 |  | COM |  | C6-6 |  |  |  | CORPORATE |  | Jay Pesci | SL Green Realty Corp. | 420 Lexington Avenue | New York NY 10170 | 2125942700 | Interior demo of existing food store to be renovated. No change in use, egress and occupancy.
103599018 | 01 | MANHATTAN | 1 | PENN PLAZA | 00783 | 00070 | 1014387 | A2 | D | A/P ENTIRE | 2003-10-24 | OTHER | 105 | [14 empty] | X | [5 empty] | CHARLES COPELAND | PE | 0045101 |  | 2003-10-24 | 2003-10-24 | 2003-10-24 | 0 | 0 | 0 | 5000 | 140 | STANDARD | 0 |  |  | 0 | 0 | 0 | 0 | 0 | [7 empty] | CORPORATE |  | STEVE SONITIS | VORNADO OFFICE MANAGEMENT | 888 7TH AVE | NY NY 10019 | 2128947000 | FIRE ALARM MODIFICATIONS ON PART OF THE 35TH FLOORS AS INDICATED ON DRAW INGS
103599009 | 01 | MANHATTAN | 400 | PARK AVENUE | 01290 | 00036 | 1035751 | A2 | D | A/P ENTIRE | 2003-10-24 | OTHER | 105 | [6 empty] | Y | [11 empty] | X | ANTENNA | Arthur S Harris | RA | 0021157 |  | 2003-10-24 | 2003-10-24 | 2003-10-24 | 0 | 0 | 0 | 25000 | 346 | STANDARD | 0 |  |  | 0 | 0 | 23 | 250 | 0 |  | E |  | C5-3 |  |  |  | PARTNERSHIP |  | Mark J Grenata | Park Avenue 400 Partnership LP | 400 Park Avenue | New York NY 10022 | 2123080700 | Install 2 cellular antennae and related base station electronic equipment on 23rd floor roof bulkhead. Maximum base station floor area 180sf. Antennae to be mounted on existing bulkhead masonry walls. There is no change to existing use, occupacy egress, or bulk.
103599919 | 01 | MANHATTAN | 750 | THIRD AVENUE | 01301 | 00033 | 1036207 | A2 | P | APPROVED | 2003-10-24 | OTHER | 106 | [6 empty] | Y | X | [10 empty] | X | ARCHITECTURAL | Kenneth J Siri | RA | 0014153 | Y | 2003-10-24 | 2003-10-24 | 2003-10-24 | 0 | 2003-10-24 | 0 | 95000 | 1067 | STANDARD | 0 |  |  | 0 | 0 | 34 | 406 | 0 |  | E |  | C5-3 |  |  | MID | CORPORATE |  | Thomas J Nelson | Teachers Ins & Annuity Assoc. | 730 Third Avenue | New York NY 10017 | 2129165599 | Architectural and plumbing changes to core toilets on 13th floor as indicated on drawings. New plumbing fixtures on existing roughing. No change in use, occupancy or egress.
103599633 | 01 | MANHATTAN | 1 | PENN PLAZA | 00783 | 00070 | 1014387 | A2 | P | APPROVED | 2003-10-24 | OTHER | 105 | [6 empty] | Y | [11 empty] | X | ARCHITECTURAL | Martin F Butler | RA | 0025403 | Y | 2003-10-24 | 2003-10-24 | 2003-10-24 | 0 | 2003-10-24 | 0 | 20000 | 294.5 | STANDARD | 0 |  |  | 0 | 0 | 57 | 725 | 0 |  | E |  | C6-4 |  |  |  | CORPORATE |  | Steve Sonitis | Vornado Office Management | 888 Seventh Avenue | New York NY 10019 | 2128947000 | Architectural changes on part of 35th floor as indicated on drawings. No change in use, occupancy or egress.
103599376 | 01 | MANHATTAN | 1 | PENN PLAZA | 00783 | 00070 | 1014387 | A2 | D | A/P ENTIRE | 2003-10-24 | OTHER | 105 | [13 empty] | X | [6 empty] | CHARLES COPELAND | PE | 0045101 |  | 2003-10-24 | 2003-10-24 | 2003-10-24 | 0 | 0 | 0 | 6000 | 150.3 | STANDARD | 0 |  |  | 0 | 0 | 0 | 0 | 0 |  | E |  | C6-4 |  |  |  | CORPORATE |  | STEVE SNONITIS | VORNADO OFFICE MANAGEMENT | 888 SEVENTH AVENUE | NEW YORK NY 10019 | 2128947000 | SPRINKLER MODIFICATIONS ON PART OF THE 3 5TH FLOOR AS INDICATED ON DRAWI GS.
103598769 | 02 | MANHATTAN | 11 | WEST 42 STREET | 01258 | 00021 | 1034198 | A2 | R | PERMIT-ENTIRE | 2003-10-24 | OTHER | 105 | [6 empty] | Y |  | X | [11 empty] | Sheldon M Steiner | PE | 0040400 | Y | 2003-10-24 | 2003-10-24 | 2003-10-24 | 0 | 0 | 0 | 70000 | 809.5 | STANDARD | 0 |  |  | 0 | 0 | 0 | 0 | 0 |  |  |  | C5-3 |  |  | MID | [7 empty] | HVAC work on the 11th floor as per plans filed. No change to use, egress or occupancy is involved.
103598821 | 01 | MANHATTAN | 65 | EAST 55 STREET | 01291 | 00028 | 1035771 | A2 | J | P/E DISAPPROVED | 2003-10-24 | OTHER | 105 | [6 empty] | Y | [11 empty] | X | GC | Mark Van Summern | RA | 0016154 | Y | 2003-10-24 | 2003-10-24 | 2003-10-24 | 0 | 0 | 0 | 700000 | 7298.5 | STANDARD | 0 |  |  | 0 | 0 | 38 | 380 | 0 |  | E |  | C5-2 | C5-3 |  |  | PARTNERSHIP |  | Richard Hartz | Equity Office Properties Trust | 527 Madison Avenue, 5th Floor | New York NY 10022 | 2126057166 | Removal and installation of non load bearing partitions and related finishes as per plans filed herewith. No change to use, egress or occupancy under this application.
103598830 | 01 | MANHATTAN | 65 | EAST 55 STREET | 01291 | 00028 | 1035771 | A2 | D | A/P ENTIRE | 2003-10-24 | OTHER | 105 | [13 empty] | X | [6 empty] | ROBERT DERECTOR | PE | 0054953 |  | 2003-10-24 | 2003-10-24 | 2003-10-24 | 0 | 0 | 0 | 25000 | 346 | STANDARD | 0 |  |  | 0 | 0 | 0 | 0 | 0 |  | E |  | C5-3 |  |  |  | PARTNERSHIP |  | RICHARD HARTZ | EQUITY OFFICE PROPERTIES TRUST | 527 MADISON AVENUE, 5TH FLOOR | NEW YORK NY 10022 | 2126057166 | MODIFICATION TO SPRINKLER SYSTEM AS PER PLANS FILED HEREWITH. NO CHANGE TO USE, EGRESS OR OCCUPANCY.
103598849 | 01 | MANHATTAN | 65 | EAST 55 STREET | 01291 | 00028 | 1035771 | A2 | D | A/P ENTIRE | 2003-10-24 | OTHER | 105 | [14 empty] | X | [5 empty] | ROBERT DERECTOR | PE | 0054953 |  | 2003-10-24 | 2003-10-24 | 2003-10-24 | 0 | 0 | 0 | 20000 | 294.5 | STANDARD | 0 |  |  | 0 | 0 | 0 | 0 | 0 | [7 empty] | PARTNERSHIP |  | RICHARD HARTZ | EQUITY OFFICE PROPERTIES | 527 MADISON AVE | NY NY 10022 | 2126057166 | MODIFICATION TO FIRE ALARM AS PER PLANS FILED HEREWITH NO CHANGE TO USE EGRESS OR OCCUPANCY UNDER THIS APPLICATI ON
103599633 | 02 | MANHATTAN | 1 | PENN PLAZA | 00783 | 00070 | 1014387 | A2 | P | APPROVED | 2003-10-24 | OTHER | 105 | [6 empty] | Y | X | X | [11 empty] | Charles Copeland | PE | 0045101 | Y | 2003-10-24 | 2003-10-24 | 2003-10-24 | 0 | 0 | 0 | 37000 | 469.6 | STANDARD | 0 |  |  | 0 | 0 | 0 | 725 | 999 |  |  |  | C6-4 | [10 empty] | Mechanical and plumbing changes on part of the 35th floor as indicated on drawings. No change in use, occupancy or egress.
103600532 | 01 | MANHATTAN | 33 | EAST 61 STREET | 01376 | 00026 | 1040854 | A2 | P | APPROVED | 2003-10-24 | OTHER | 108 | [6 empty] | Y | X |  | X | [10 empty] | Yusuf M Patel | PE | 0072984 | Y | 2003-10-24 | 2003-10-24 | 2003-10-24 | 0 | 2003-10-24 | 0 | 14000 | 232.7 | STANDARD | 0 |  |  | 0 | 0 | 6 | 65 | 5 |  | J-2 |  | C5-1 |  |  | MP | CORPORATE |  | Pasquale F Granato | NWE Corp. | 502 Park Ave., Suite 26A | New York NY 10022 | 2123080695 | This application is being filled for the installation of two gas boilers in conjunction with the mechanical work filed under job number 103149193. No change to use, egress or occupancy under this application.
103598929 | 01 | MANHATTAN | 289 | 10 AVENUE | 00698 | 00037 | 1012393 | A2 | D | A/P ENTIRE | 2003-10-24 | OTHER | 104 | [14 empty] | X | [5 empty] | JOSEPH ENG | PE | 0043852 |  | 2003-10-24 | 2003-10-24 | 2003-10-24 | 0 | 0 | 0 | 20000 | 294.5 | STANDARD | 0 |  |  | 0 | 0 | 0 | 0 | 0 | [7 empty] | PARTNERSHIP |  | ALLEN ROSEMBERG | ALROSE 289 REALTY LLC | 60 EAS 42ND ST | NY NY 10165 | 2123703769 | INSTALL AN IFA FIRE ALARM SYSTEM THERE I S NO CHANGE TO USE EGRESS OR O CUPANCY UNDER THIS APPLICATION
103599036 | 01 | MANHATTAN | 158 | CANAL STREET | 00202 | 00014 | 1002427 | A2 | J | P/E DISAPPROVED | 2003-10-24 | OTHER | 103 | [6 empty] | Y | [8 empty] | X |  |  | X | GC | James L Robinson | RA | 0011801 | Y | 2003-10-24 | 2003-10-24 | 2003-10-24 | 0 | 0 | 0 | 15000 | 373 | STANDARD | 0 |  |  | 0 | 0 | 3 | 35 | 0 |  | C |  | C6-1G |  |  | LI | CORPORATE |  | CORPORATION CANBETH REALT | CANBETH REALTY CORPORATION | 158 CANAL STREET | NEW YORK NY 10013 | 2129666699 | RENOVATE EXISTING RETAIL STORE, UG 6. INSTALL MINOR PARTITIONS & STOREFRONT. NO CHANGE IN USE, EGRESS OR OCCUPANCY.
103598938 | 01 | MANHATTAN | 705 | LEXINGTON AVENUE | 01312 | 00023 | 1036907 | A2 | P | APPROVED | 2003-10-24 | OTHER | 106 | [6 empty] | Y | [11 empty] | X | GC | THOMAS L DUES | RA | 0268261 | Y | 2003-10-24 | 2003-10-24 | 2003-10-24 | 0 | 2003-10-24 | 0 | 50000 | 603.5 | STANDARD | 0 |  |  | 0 | 0 | 8 | 80 | 0 |  | COM |  | C5-2 |  |  |  | CORPORATE |  | ALLAN GOLDMAN |  | 640 5TH AVENUE | NEW YORK NV 10019 | 2122651577 | PARTITIONS AND CEILING WORK ON THE 1ST FLOOR. NO CHANGE IN OCCUPANCY, USE OR EGRESS. L.L. #5 - GROUND FLOOR.
103599081 | 01 | MANHATTAN | 311 | WEST 11 STREET | 00634 | 00048 | 1011909 | A2 | P | APPROVED | 2003-10-24 | 1-2-3 FAMILY | 102 |  | Y |  |  |  |  | Y | [11 empty] | X | STRUCTURAL | MICHAEL KARANTINIDIS | PE | 0063652 | Y | 2003-10-24 | 2003-10-24 | 2003-10-24 | 0 | 2003-10-24 | 0 | 15000 | 151.5 | STANDARD | 0 |  |  | 0 | 0 | 3 | 35 | 2 |  | J-3 |  | C1-6 |  |  |  | CORPORATE | Y | KANTOR FREDERIK | 311 W 11th ST. LLC CARE OF F. KA | 45 WEST 36 STREET | NEW YORK NY 10018 | 2127272300 | SHORING AND REPAIR OF EXTERIOR WALLS AS INDICATED ON THE PLANS. REINFORCEMENT OF CONCRETE WALL IN CELLAR AS INDICATED IN THE PLANS. NO CHANGE IN USE, EGRESS OR OCCUPANCY.
103598858 | 01 | MANHATTAN | 60 | BROAD STREET | 00024 | 00001 | 1000817 | A2 | D | A/P ENTIRE | 2003-10-24 | OTHER | 101 | [14 empty] | X | [5 empty] | MICHAEL GERAZOUNIS | PE | 0066709 |  | 2003-10-24 | 2003-10-24 | 2003-10-24 | 0 | 0 | 0 | 3000 | 100 | STANDARD | 0 |  |  | 0 | 0 | 0 | 0 | 0 | [7 empty] | CORPORATE |  | MICHAEL SKURNICK | 60 BROAD STREET LLC | 60 BROAD STREET | NEW YORK NY 10004 | 2124838890 | INSTALLATION OF NEW FIRE ALARM DEVICES T O BE TIED INTO EXISTING BAS BUI DING FIRE ALARM SIGNAL SYSTEM AS SHOWN O N SUBMITTED RISER DIAGRAM. NO CHANGE IN USE, EGRESS OR OCCUPANCY.
103599090 | 01 | MANHATTAN | 311 | WEST 11 STREET | 00634 | 00048 | 1011909 | A2 | P | APPROVED | 2003-10-24 | 1-2-3 FAMILY | 102 |  | Y |  |  |  |  | Y | [11 empty] | X | GEN.CONSTRUCTN. | MICHAEL KARANTINIDIS | PE | 0063652 | Y | 2003-10-24 | 2003-10-24 | 2003-10-24 | 0 | 2003-10-24 | 0 | 81500 | 496.55 | STANDARD | 0 |  |  | 0 | 0 | 3 | 35 | 2 |  | J-3 |  | C1-6 |  |  |  | CORPORATE | Y | KANTOR FREDERIK | 311 W 11th ST. LLC CARE OF F. KA | 45 WEST 36 STREET | NEW YORK NY 10018 | 2127272300 | Shoring and Replacement of partywall as indicated on plans. No change in use, egress or occupancy.
103599045 | 01 | MANHATTAN | 90 | CHURCH STREET | 00086 | 00001 | 1001230 | A2 | D | A/P ENTIRE | 2003-10-24 | OTHER | 101 | [13 empty] | X | [6 empty] | DOUGLAS MASS | RA | 0058375 |  | 2003-10-24 | 2003-10-24 | 2003-10-24 | 0 | 0 | 0 | 381000 | 4012.8 | EXEMPT | 0 |  |  | 0 | 0 | 0 | 0 | 0 |  | COM |  | C5-3 |  |  |  | PARTNERSHIP |  | MATTHEW KALANDRANIS | UNITAED STATES POSTAL SERVICE | 4301 WILSON BLVD | ARLINGTON VA 22203 | 7035262760 | MODIFICATION TO SPRINKLER SYSTEM AS PER PLANS FILED HEREWITH NO CHANGE T O USE EGRESS OR OCCUPANCY UNDER THIS APP LICATION 4TH FLR 984 SPRINKLER HEADS,4T FLOOR MEZZANINE 152 SPRINKLER HEADS TOT AL 1,136
103598947 | 01 | MANHATTAN | 205 | MULBERRY STREET | 00481 | 00023 | 1007201 | A2 | D | A/P ENTIRE | 2003-10-24 | OTHER | 102 | [18 empty] | X | GC | JAMES CICALO | RA | 0026032 |  | 2003-10-24 | 2003-10-24 | 2003-10-24 | 0 | 0 | 0 | 400000 | 4208.5 | STANDARD | 0 |  |  | 0 | 0 | 0 | 0 | 0 | [7 empty] | PARTNERSHIP |  | MARGARET STERN | S,B AND LP PARNER | 205 MULBERRY ST | NY NY 10012 | 2125295688 | FACADE RESTORATION REMOVAL OF ROOF AND R EPLACEMENT,GENERAL MAINTENANCE O CHANGE IN USE EGRESS OR OCCUPANCY
103599054 | 01 | MANHATTAN | 90 | CHURCH STREET | 00086 | 00001 | 1001230 | A2 | D | A/P ENTIRE | 2003-10-24 | OTHER | 101 | [18 empty] | X | GC | RICHARDS HAYDEN | RA | 0008935 |  | 2003-10-24 | 2003-10-24 | 2003-10-24 | 0 | 0 | 0 | 782000 | 8143.1 | EXEMPT | 0 |  |  | 0 | 0 | 0 | 0 | 0 | [7 empty] | PARTNERSHIP |  | MATTHEW KALANDRANIS | UNITED STATES POSTAL SERVICE | 4301 WILSON BLVD STE#300 | ARLINGTON VA 22203 | 7035262760 | REMOVAL AND INSTALLATION OF NON LOAD BEA RING PARTITIONS AND RELATED FIN SHES AS PER PLANS FILED HEREWITH NO CHNA GE IN USE EGRESS OR OCCUPANCY UNDER THI APPLICATION
103598956 | 01 | MANHATTAN | 525 | BROOME STREET | 00476 | 07501 | 1007101 | A2 | D | A/P ENTIRE | 2003-10-24 | OTHER | 102 | [18 empty] | X | GC | JAMES CICALO | RA | 0026032 |  | 2003-10-24 | 2003-10-24 | 2003-10-24 | 0 | 0 | 0 | 40000 | 500.5 | STANDARD | 0 |  |  | 0 | 0 | 0 | 0 | 0 | [7 empty] | CORPORATE |  | JACK FAXON | THE AMERICAN NUT AND SCREW CONDO | 525 BROOME ST | NY NY 10013 | 2125295688 | FACADE RESTORATION AT NORTH ELEVATION IN CLUDING POINTING,PAINTING AND M SONRY RESTORATION NO CHANGE IN USE EGRES S OR OCCUPANCY
103599054 | 02 | MANHATTAN | 90 | CHURCH STREET | 00086 | 00001 | 1001230 | A2 | D | A/P ENTIRE | 2003-10-24 | OTHER | 101 | [7 empty] | X | X | [11 empty] | DOUGLAS MASS | RA | 0058375 |  | 2003-10-24 | 2003-10-24 | 2003-10-24 | 0 | 0 | 0 | 1287000 | 13344.6 | EXEMPT | 0 |  |  | 0 | 0 | 15 | 155 | 0 |  |  |  | C5-3 | [10 empty] | MODIFICATION TO EXISTING HVAC SYSTEM AND PLUMBING AS PER PLANS FILED HE EWITH NO CHANGE TO USE EGRESS OR OCCUPAN CY UNDER THIS APPLICATION
103598867 | 01 | MANHATTAN | 60 | BROAD STREET | 00024 | 00001 | 1000817 | A2 | D | A/P ENTIRE | 2003-10-24 | OTHER | 101 | [6 empty] | Y | [6 empty] | X | [6 empty] | Michael Gerazounis | PE | 0066709 |  | 2003-10-24 | 2003-10-24 | 2003-10-24 | 0 | 0 | 0 | 3000 | 100 | STANDARD | 0 |  |  | 0 | 0 | 38 | 395 | 0 |  | COM |  | C5-3 |  |  |  | CORPORATE |  | Michael H Shurnick | 60 Broad Street LLC | 60 Broad Street | New York NY 10004 | 2124838890 | Install new sprinkler heads with associated piping as shown on plans filed herewith. No change in use, egress or occupancy.
103599189 | 01 | MANHATTAN | 19 | BOWERY | 00289 | 09001 | 1086088 | A2 | D | A/P ENTIRE | 2003-10-24 | OTHER | 103 | [6 empty] | Y | X | X | [9 empty] | X | GC | Loren E Cannon | RA | 0022618 |  | 2003-10-24 | 2003-10-24 | 2003-10-24 | 0 | 0 | 0 | 29000 | 387.2 | STANDARD | 0 |  |  | 0 | 0 | 44 | 440 | 0 |  | E |  | C6-1G | C6-1G | C6-1G |  | CORPORATE |  | Anthony Ng | NG Medical PLLC | 19 Bowery | New York NY 10002 | 2124314309 | Parttition mechanical and plumbing changes on the second floor as indicated on drawings. No change in use, egress or occupancy
103599054 | 03 | MANHATTAN | 90 | CHURCH STREET | 00086 | 00001 | 1001230 | A2 | D | A/P ENTIRE | 2003-10-24 | OTHER | 101 | [18 empty] | X | STRUCTURAL | AINE BRAZIL | PE | 0625421 |  | 2003-10-24 | 2003-10-24 | 2003-10-24 | 0 | 0 | 0 | 113700 | 1262.7 | EXEMPT | 0 |  |  | 0 | 0 | 0 | 0 | 0 | [14 empty] | STRUCTURAL MODIFICATION AS PER PLANS FIL ED HEREWITH NO CHANGE TO USE EGRESS OR OCCUPANCY UNDER THIS APPLICATION
103598046 | 02 | MANHATTAN | 350 | 5 AVENUE | 00835 | 00041 | 1015862 | A2 | D | A/P ENTIRE | 2003-10-24 | OTHER | 105 |  | Y |  |  |  |  | Y |  | X | [11 empty] | JAMES STROKE | PE | 0040071 |  | 2003-10-24 | 2003-10-24 | 2003-10-24 | 0 | 0 | 0 | 75000 | 861 | STANDARD | 0 |  |  | 0 | 0 | 0 | 0 | 0 |  |  |  | C5-3 | C6-4 | [9 empty] | Modification to exisitng HVAC system and installation of a generator as per plans. No change to use, egress or occupancy.
103600550 | 01 | MANHATTAN | 346 | WEST 46 STREET | 01036 | 00052 | 1080885 | A2 | D | A/P ENTIRE | 2003-10-24 | OTHER | 104 | [6 empty] | Y | [11 empty] | X | GEN CONST | Kwong T Seung | PE | 0053953 |  | 2003-10-24 | 2003-10-24 | 2003-10-24 | 0 | 0 | 0 | 12000 | 212.1 | STANDARD | 0 |  |  | 0 | 0 | 3 | 38 | 0 |  | COM |  | C1-5 | R8 |  |  | CORPORATE |  | Manote Nakanant | Nakanant Realty Corp. | 346 West 46 street | New York NY 10036 | 9176266264 | Repair ceiling, minor partition as per plan . No Change of egress, use and occupancy.
103598046 | 03 | MANHATTAN | 350 | 5 AVENUE | 00835 | 00041 | 1015862 | A2 | D | A/P ENTIRE | 2003-10-24 | OTHER | 105 |  | Y |  |  |  |  | Y | [11 empty] | X | Structural | SEYMOUR DONNER | PE | 0040271 |  | 2003-10-24 | 2003-10-24 | 2003-10-24 | 0 | 0 | 0 | 50000 | 603.5 | STANDARD | 0 |  |  | 0 | 0 | 0 | 0 | 0 | [14 empty] | Modification to structural work as per plans. No change to use, egress or occupancy.
103599063 | 01 | MANHATTAN | 1 | TAVERN ON THE GREEN | 01111 | 00001 | 1811306 | A2 | P | APPROVED | 2003-10-24 | OTHER | 101 | [18 empty] | X | TEMPORARY STRUC | ELLEN HONIGSTOCK | RA | 0025834 | Y | 2003-10-24 | 2003-10-24 | 2003-10-24 | 0 | 2003-10-24 | 0 | 5000 | 140 | EXEMPT | 0 |  |  | 0 | 0 | 0 | 0 | 0 | [7 empty] | GOVERNMENT |  | STEPHEN SPINELLI | THE CENTRAL PARK CONSERVANCY | 14 EAST 60TH STREET | NEW YORK NY 10022 | 2123106623 | INSTALLATION OF A TEMPORARY STRUCTURE (T ENT) FOR A PRIVATE PARTY TO BE ELD IN CENTRAL PARK ON OCTOBER 30,2003. TENT TO BE ERECTED ON OCTOBER 28TH AND DISMANTLED ON OCTOBER 31ST.
103599198 | 01 | MANHATTAN | 100 | CHURCH STREET | 00125 | 00020 | 1001409 | A2 | P | APPROVED | 2003-10-24 | OTHER | 101 | [6 empty] | Y |  | X | [9 empty] | X | GC | Patrick O'Connell | PE | 0055159 | Y | 2003-10-24 | 2003-10-24 | 2003-10-24 | 0 | 2003-10-24 | 0 | 120000 | 1324.5 | STANDARD | 0 |  |  | 0 | 0 | 19 | 229 | 0 |  | E |  | C5-3 |  |  |  | CORPORATE |  | Alex Shapir | 100 Church Street, LLC | 100 Church Street | New York NY 10007 | 2126835765 | Minor construction changes and HVAC chnages. Install new AC units on part of the 4th floor. All as per plans filed herewith. No chnage in use egress, or occupancy.
103599134 | 01 | MANHATTAN | 755 | WEST END AVENUE | 01887 | 00022 | 1057060 | A2 | P | APPROVED | 2003-10-24 | OTHER | 107 | [6 empty] | Y | X | [10 empty] | X | GEN.CONSTRUCTN. | Marianne Shin | RA | 0025948 | Y | 2003-10-24 | 2003-10-24 | 2003-10-24 | 0 | 2003-10-24 | 0 | 25000 | 346 | STANDARD | 0 |  |  | 0 | 0 | 15 | 150 | 49 |  | RES |  | R10A |  |  |  | INDIVIDUAL |  | John McCraw | 755 West End Housing Corp. | 755 West End Avenue Apt 9B | New York NY 10025 | 2122222421 | Renovation of existing apartment. Relocate kitchen equipment and replace bathroom fixtures. No change of use, egress or occupancy under this application.
103598938 | 02 | MANHATTAN | 705 | LEXINGTON AVENUE | 01312 | 00023 | 1036907 | A2 | P | APPROVED | 2003-10-24 | OTHER | 106 | [6 empty] | Y |  | X | [11 empty] | DUANE HENDERSON | PE | 0071340 | Y | 2003-10-24 | 2003-10-24 | 2003-10-24 | 0 | 0 | 0 | 25000 | 346 | STANDARD | 0 |  |  | 0 | 0 | 0 | 0 | 0 |  |  |  | C5-2 | [10 empty] | HVAC WORK ON THE 1ST FLOOR. NO CHANGE IN OCCUPANCY, USE OR EGRESS. L.L. #5 - GROUND FLOOR.
103599143 | 01 | MANHATTAN | 440 | EAST 117 STREET | 01710 | 00034 | 1813056 | A2 | D | A/P ENTIRE | 2003-10-24 | OTHER | 111 | [6 empty] | Y | [8 empty] | X |  |  | X | FOUND./EXCAV. | Gene Kaufman | RA | 0017030 |  | 2003-10-24 | 2003-10-24 | 2003-10-24 | 0 | 0 | 0 | 1000 | 230 | STANDARD | 0 |  |  | 0 | 0 | 5 | 55 | 10 |  | J-2 |  | R7B |  |  |  | PARTNERSHIP |  | Peter Serpico | 438 East 117th Street LLC | 15 South MacQuesten Pkwy | Mt. Vernon NY 10550 | 9146638633 | INSTALL FOUNDATION IN COJUNCTION WITH NB #103544149. NO CHANGE IN USE, EGRESS OR OCCUPANCY.
103599152 | 01 | MANHATTAN | 11 | WEST 42 STREET | 01258 | 00021 | 1034198 | A2 | D | A/P ENTIRE | 2003-10-24 | OTHER | 105 | [14 empty] | X | [5 empty] | SHELDON M STEINER | PE | 0040400 |  | 2003-10-24 | 2003-10-24 | 2003-10-24 | 0 | 0 | 0 | 5000 | 140 | STANDARD | 0 |  |  | 0 | 0 | 0 | 0 | 0 | [7 empty] | PARTNERSHIP |  | KARL JOHNSTONE | 11 WEST 42ND STREET LIMITED LIAB | 11 WEST 42ND STREET | NEW YORK NY 10036 | 2123546087 | ADDITIONS TO CLASS E FIRE ALARM SYSTEM. NO CHANGE TO USE, EGRESS OR OCCU PANCY.
103599161 | 01 | MANHATTAN | 145 | EAST 48 STREET | 01303 | 07501 | 1036233 | A2 | P | APPROVED | 2003-10-24 | OTHER | 106 | [6 empty] | Y |  | X | [11 empty] | Julio Leder-Luis | RA | 0020478 | Y | 2003-10-24 | 2003-10-24 | 2003-10-24 | 0 | 2003-10-24 | 0 | 45000 | 552 | STANDARD | 0 |  |  | 0 | 0 | 36 | 377 | 30 |  | E |  | C6-4.5 |  |  |  | CORPORATE |  | SEIGI TSUZUKI | TNS FOOD SERVICE MGMT, INC. | 111 WILLIAM STREET | GREENVALE SC 29601 | 8649050660 | REPLACEMENT OF ONE FIVE TON UNIT ON THE 1ST FLR. AND ONE TEN TON UNIT ON THE ROOF. NO CHANGE IN USE, EGRESS OR OCCUPANCY.
103600257 | 01 | MANHATTAN | 50 | EAST 89 STREET | 01500 | 00045 | 1046957 | A2 | J | P/E DISAPPROVED | 2003-10-24 | OTHER | 108 | [6 empty] | Y |  | X | [11 empty] | Julio Leder-Luis | RA | 0020478 | Y | 2003-10-24 | 2003-10-24 | 2003-10-24 | 0 | 0 | 0 | 90000 | 1015.5 | STANDARD | 0 |  |  | 0 | 0 | 32 | 299 | 210 |  | J-2 |  | R10 |  |  |  | CORPORATE |  | ALBERT MAYAS | PARK REGIS. APT. CORP. | 4 PARK AVENUE | NEW YORK NY 10016 | 2123409377 | REPLACING ONE(1) FIFTEEN TON UNIT ON THE ROOF. REPLACEMENT OF ONE FIFTEEN TON UNIT ON THE 2ND FLOOR. NO CHANGE TO USE, EGRESS OR OCCUPANCY.
103600024 | 01 | MANHATTAN | 243 | WEST 15 STREET | 00765 | 00013 | 1013762 | A2 | P | APPROVED | 2003-10-24 | OTHER | 104 | [6 empty] | Y | X |  | X | [10 empty] | NEAL M RUDIKOFF | PE | 0050579 | Y | 2003-10-24 | 2003-10-24 | 2003-10-24 | 0 | 2003-10-24 | 0 | 28000 | 376.9 | STANDARD | 0 |  |  | 0 | 0 | 6 | 60 | 22 |  | J-2 |  | R8 |  |  |  | PARTNERSHIP |  | ANDREW J CLARKE | NORONOMO LLC. | C/O AJ CLARKE R.E.CORP., 1881 BROAD | NEW YORK NY 10023 | 2125414477 | REPLACE GAS BOILER (NYC BOILER No. MD17215-01) AND INSTALL DOMESTIC HOT WATER BOILER AND TWO STORAGE TANKS. NO CHANGE IN EGRESS, OCCUPANCY OR USE UNDER THIS APPLICATION.
103600033 | 01 | MANHATTAN | 434 | 6 AVENUE | 00573 | 00006 | 1009454 | A2 | P | APPROVED | 2003-10-24 | OTHER | 102 |  | Y |  |  |  |  | Y | X | [12 empty] | NEAL M RUDIKOFF | PE | 0050579 | Y | 2003-10-24 | 2003-10-24 | 2003-10-24 | 0 | 2003-10-24 | 0 | 9800 | 191.5 | STANDARD | 0 |  |  | 0 | 0 | 6 | 60 | 0 |  | E |  | C4-5 |  |  |  | CORPORATE |  | DAVID L HASELKORN | HARRAN HOLDING CORP. | 1881 BROADWAY | NEW YORK NY 10023 | 2125414477 | REPLACE GAS BURNER ON EXISTING LOW PRESSURE BOILER. NO CHANGE IN EGRESS, OCCUPANCY OR USE UNDER THIS APPLICATION.
103600042 | 01 | MANHATTAN | 75 | 9 AVENUE | 00713 | 00001 | 1012541 | A2 | P | APPROVED | 2003-10-24 | OTHER | 104 | [6 empty] | Y | X | [10 empty] | X | GC | NEAL M RUDIKOFF | PE | 0050579 | Y | 2003-10-24 | 2003-10-24 | 2003-10-24 | 0 | 2003-10-24 | 0 | 10000 | 191.5 | STANDARD | 0 |  |  | 0 | 0 | 8 | 95 | 0 |  | C |  | M1-5 |  |  |  | PARTNERSHIP |  | IRWIN COHEN | ATC MGMT AS AGENT FOR CFG/AGSCB | 75 NINTH AVENUE | NEW YORK NY 10011 | 2122436005 | REMOVAL AND RELOCATION OF GAS METER, NEW GAS PIPING AND NEW RISER PER PLANS. NO CHANGE IN EGRESS, OCCUPANCY OR USE UNDER THIS APPLICATION.
103598910 | 01 | MANHATTAN | 351 | WEST 4 STREET | 00616 | 00042 | 1011071 | A2 | D | A/P ENTIRE | 2003-10-24 | OTHER | 102 |  | Y |  |  |  |  | Y | X | [10 empty] | X | GC | Ted T Porter | RA | 0019142 |  | 2003-10-24 | 2003-10-24 | 2003-10-24 | 0 | 0 | 0 | 40000 | 500.5 | STANDARD | 0 |  |  | 0 | 0 | 5 | 60 | 2 |  | RES |  | C1-6 |  |  |  | CORPORATE |  | Ted Porter | 351 West 4 Street LLC | 351 West 4th Street | New York NY 10014 | 2122541175 | Interior partitions and replacement of fixtures on floors 2, 3, 4 and 5. No change in use, egress or occupancy.
103600337 | 01 | MANHATTAN | 5 | PENN PLAZA | 00757 | 00031 | 1013547 | A2 | D | A/P ENTIRE | 2003-10-24 | OTHER | 104 | [13 empty] | X | [6 empty] | KENNETH KLEIN | PE | 0041740 |  | 2003-10-24 | 2003-10-24 | 2003-10-24 | 0 | 0 | 0 | 110000 | 1221.5 | STANDARD | 0 |  |  | 0 | 0 | 0 | 0 | 0 |  | COM |  | C6-4 |  |  |  | CORPORATE |  | JOE SOLDANO | CB RICHARD ELIS | 200 PARK AVE | NY NY 10160 | 2129848247 | MODIFICATION OF EXISTING SPRINKLER SYSTE M RELATED TO THE RENOVATION OF XISTING OFFICE SPACE ON 7 TO 9TH FLRS IN CLUDINGPRE-ACTION SPRINKLER SYSTEM ON P RT OF THE 8TH FLR NO CHANGE IN USE EGRES S OR OCCUPANCY
103600346 | 01 | MANHATTAN | 130 | EAST 35 STREET | 00890 | 00072 | 1018539 | A2 | P | APPROVED | 2003-10-24 | OTHER | 106 |  | Y | [5 empty] | X | [12 empty] | ROBERT PAPAZIAN | RA | 0023445 | Y | 2003-10-24 | 2003-10-24 | 2003-10-24 | 0 | 2003-10-24 | 0 | 3000 | 100 | STANDARD | 0 |  |  | 0 | 0 | 5 | 61 | 6 | [7 empty] | INDIVIDUAL |  | JOSEPH LIPTON | N/A | 29 WEST 47TH ST | NY NY 10036 | 2127194343 | PLUMBING WORK INCONJUCTION WITH ALTERATI ON TYPE 1 JOB NO:103085965 NO C ANGE IN USE EGRESS OR OCCUPANCY
103600355 | 01 | MANHATTAN | 176 | EAST 71 STREET | 01405 | 00040 | 1042740 | A2 | P | APPROVED | 2003-10-24 | OTHER | 108 | [6 empty] | Y | X | [10 empty] | X | GEN.CONSTRUCTN. | Daniel Frisch | RA | 0025118 | Y | 2003-10-24 | 2003-10-24 | 2003-10-24 | 0 | 2003-10-24 | 0 | 9000 | 181.2 | STANDARD | 0 |  |  | 0 | 0 | 20 | 200 | 94 |  | RES |  | C1-9 |  |  |  | CORPORATE |  | Harry Smith | The Townsend House Corp. | 176 East 71st Street | New Y ork NY 10021 | 2123712525 | Removal of interior non-bearing partitions, cap of gas in former kitchen in apatment 16E for combination of existing apartments 16D and 16E. No change in use egrees or occupancy under this application.
103600364 | 01 | MANHATTAN | 440 | WEST 14 STREET | 00646 | 00018 | 1012227 | A2 | P | APPROVED | 2003-10-24 | OTHER | 102 | [6 empty] | Y | [11 empty] | X | REMOVAL OF AWNI | John C HULME | RA | 0020419 | Y | 2003-10-24 | 2003-10-24 | 2003-10-24 | 0 | 2003-10-24 | 0 | 5000 | 140 | STANDARD | 0 |  |  | 0 | 0 | 2 | 25 | 0 |  | COM |  | M1-5 |  |  |  | PARTNERSHIP |  | CHARLIE GACHOT | CHAR-BAR ASSOCIATES, LLC | 316 HIGHLAND AVENUE | UPPER MONTCLAIR NJ 07043 | 2126698400 | REMOVE AWNING ON THE FIRST FLOOR NO CHANGE IN USE EGRESS AND OCCUPANCY
103600578 | 01 | MANHATTAN | 618 | WEST 52 STREET | 01099 | 00043 | 1080999 | A2 | P | APPROVED | 2003-10-24 | OTHER | 104 | [6 empty] | Y | [6 empty] | X | [6 empty] | Kwong T Seung | PE | 0053953 | Y | 2003-10-24 | 2003-10-24 | 2003-10-24 | 0 | 2003-10-24 | 0 | 6000 | 150.3 | STANDARD | 0 |  |  | 0 | 0 | 3 | 40 | 0 |  | COM |  | M2-3 |  |  |  | CORPORATE |  | Connor Mchugh | Parkveiw Realty Associates | 17 Lamborn AVE. | Congers NY 10920 | 9145234806 | Modification of existing automatic wet type sprinkler system. No change of egress, use and occupancy.
103600373 | 01 | MANHATTAN | 93 | AVENUE B | 00389 | 00001 | 1004668 | A2 | P | APPROVED | 2003-10-24 | OTHER | 103 | [6 empty] | Y | X | X | [6 empty] | X |  |  | X | GEN.CONSTRUCTN. | STEVEN JACOBSON | RA | 0017885 | Y | 2003-10-24 | 2003-10-24 | 2003-10-24 | 0 | 2003-10-24 | 0 | 42000 | 651.1 | STANDARD | 0 |  |  | 0 | 0 | 4 | 40 | 7 |  | RES |  | C1-5 |  |  |  | CORPORATE |  | JAMES KINSEY | THE KINSEY CORP | 163 WEST 23RD STREET | NEW YORK NY 10011 | 2122553579 | INSTALLATION OF NEW STORE FRONT AND POWDER ROOM IN EXISTING RETAIL STORE. NO CHANGE IN USE, OCCUPANCY OR EGRESS. ALL WORK TO COMPLY WITH LL 58/87.
103600729 | 01 | MANHATTAN | 22 | CORTLANDT STREET | 00063 | 00003 | 1001069 | A2 | D | A/P ENTIRE | 2003-10-24 | OTHER | 101 | [18 empty] | X | GC | JAMES DOHERTY | RA | 0018172 |  | 2003-10-24 | 2003-10-24 | 2003-10-24 | 0 | 0 | 0 | 69000 | 799.2 | STANDARD | 0 |  |  | 0 | 0 | 0 | 0 | 0 | [7 empty] | PARTNERSHIP |  | JOSEPH WICK | CUSHMAN & WAKEFIELD | 100 WALL ST | NY NY 10005 | 2127090767 | REMOVAL AND INSTALLATION OF NON BEARING PARTITIONS AS PER PLANS FILED HE REWITH NO CHANGE IN USE EGRESS OR OCCUPA NCY UNDER THIS APPLICATION.
103600729 | 02 | MANHATTAN | 22 | CORTLANDT STREET | 00063 | 00003 | 1001069 | A2 | D | A/P ENTIRE | 2003-10-24 | OTHER | 101 | [8 empty] | X | [11 empty] | MICHAEL GERAZOUNIS | PE | 0066709 |  | 2003-10-24 | 2003-10-24 | 2003-10-24 | 0 | 0 | 0 | 10000 | 191.5 | STANDARD | 0 |  |  | 0 | 0 | 0 | 0 | 0 |  |  |  | C6-6 | [10 empty] | MECHANICAL ALETRARIONS AS PER PLANS FILE D HEREWITH NO CHAGNE IN USE EGR SS OR OCCUPANCY UNDER THIS APPLICATION
103600738 | 01 | MANHATTAN | 100 | WEST 33 STREET | 00808 | 00040 | 1015190 | A2 | D | A/P ENTIRE | 2003-10-24 | OTHER | 105 | [13 empty] | X | [6 empty] | ROBERT DERECTOR | PE | 0054953 |  | 2003-10-24 | 2003-10-24 | 2003-10-24 | 0 | 0 | 0 | 18000 | 273.9 | STANDARD | 0 |  |  | 0 | 0 | 0 | 0 | 0 |  | E |  | C6-6 |  |  |  | PARTNERSHIP |  | JOHN DEMASO | 1275/1291 BROADWAY LLC | 100 WEST 33RD ST | NY NY 10001 | 2129466106 | INSTALLATION OF SPRINKLER AS PER PLANS F ILED HEREWITH NO CHANGE IN USE GRESS OR OCCUPANCY UNDER THIS APPLICATIO N
103596529 | 02 | MANHATTAN | 90 | BROAD STREET | 00010 | 00016 | 1000025 | A2 | P | APPROVED | 2003-10-24 | OTHER | 101 | [6 empty] | Y | X | X | [11 empty] | Michael Gerazounis | PE | 0066709 | Y | 2003-10-24 | 2003-10-24 | 2003-10-24 | 0 | 0 | 0 | 111000 | 1231.8 | STANDARD | 0 |  |  | 0 | 0 | 0 | 240 | 1 |  |  |  | C5-5 |  |  |  | CORPORATE |  | Michael Taub | 90 Broad LLC | 90 Broad Street, 19th Floor | New York NY 10004 | 2126031610 | Mechanical and plumbing modifications as indicted on the plans filed herewith. No change in use, egress or occupancy.
103600747 | 01 | MANHATTAN | 50 | GREENE STREET | 00474 | 00001 | 1084910 | A2 | D | A/P ENTIRE | 2003-10-24 | OTHER | 102 |  | Y |  |  |  |  | Y | [6 empty] | X | [6 empty] | John J Guth | PE | 0066073 |  | 2003-10-24 | 2003-10-24 | 2003-10-24 | 0 | 0 | 0 | 10000 | 191.5 | STANDARD | 0 |  |  | 0 | 0 | 5 | 60 | 2 |  | COM |  | M1-5B |  |  |  | CORPORATE |  | Marvin Wittlin | D+ R Realty Corp. | 185 Buffalo Avenue | Freeport NY 11520 | 5163294660 | Modify/Install new sprinkler heads with associated piping as shown on plans filed herewith. No change in use, egress or occupancy.
103600113 | 01 | MANHATTAN | 180 | VARICK STREET | 00519 | 00070 | 1008117 | A2 | P | APPROVED | 2003-10-24 | OTHER | 102 | [6 empty] | Y |  | X | [11 empty] | Caesar Bustamante | RA | 0168741 | Y | 2003-10-24 | 2003-10-24 | 2003-10-24 | 0 | 2003-10-24 | 0 | 42000 | 521.1 | STANDARD | 0 |  |  | 0 | 0 | 16 | 160 | 0 |  | COM |  | M1-6 |  |  |  | CORPORATE |  | samuel Rosenblatt | Olmstead properties, Inc. | 180 Varick Street | NY NY 10014 | 2127143831 | Mechanical changes as indicated on plans. No change in use, egress or occupancy. No change to LL5/73 compliance.
103600122 | 01 | MANHATTAN | 69 | 7 AVENUE SOUTH | 00590 | 00054 | 1010157 | A2 | J | P/E DISAPPROVED | 2003-10-24 | OTHER | 102 |  | Y |  |  |  |  | Y | [9 empty] | X |  |  |  | KWONG T SEUNG | PE | 0053953 | Y | 2003-10-24 | 2003-10-24 | 2003-10-24 | 0 | 0 | 0 | 3000 | 100 | STANDARD | 0 |  |  | 0 | 0 | 1 | 18 | 0 |  | F-4 |  | C2-6 |  |  |  | INDIVIDUAL |  | RANJEET GROVER | GROVER REALTIES, LLC | 121-11 KEEL COURT | COLLEGE POINT NY 11356 | 7187471327 | REPLACE AUTOMATIC FIRE SUPPRESSION SYSTEM IN EXISTING KITCHEN RANGEHOOD. NO CHANGE IN USE, EGRESS AND OCCUPANCY. GAS SHUT-OFF VALVE WAS FIELD UNDER CASE# 102977370.
103600131 | 01 | MANHATTAN | 111 | AVENUE A | 00435 | 00037 | 1077644 | A2 | P | APPROVED | 2003-10-24 | OTHER | 103 | [6 empty] | Y | [9 empty] | X |  |  |  | KWONG T SEUNG | PE | 0053953 | Y | 2003-10-24 | 2003-10-24 | 2003-10-24 | 0 | 2003-10-24 | 0 | 3000 | 100 | STANDARD | 0 |  |  | 0 | 0 | 5 | 56 | 0 |  | F-4 |  | C2-5 |  |  |  | INDIVIDUAL |  | DAVID GELBARD | YUCA BAR | 111 AVE.A | MANHATTAN NY 10009 | 2129829533 | REPLACE AUTOMATIC FIRE SUPPRESSION SYSTEM IN EXISTING KITCHEN RANGEHOOD. NO CHANGE IN USE, EGRESS AND OCCUPANCY. GAS SHUT-OFF VALVE WAS FIELD UNDER CASE# 102668034. COOKING EQUIPMENTS WERE FIELD UNDER CASE# 102565859.
103598821 | 02 | MANHATTAN | 65 | EAST 55 STREET | 01291 | 00028 | 1035771 | A2 | J | P/E DISAPPROVED | 2003-10-24 | OTHER | 105 | [6 empty] | Y | X | X | [11 empty] | Robert Derector | PE | 0054953 | Y | 2003-10-24 | 2003-10-24 | 2003-10-24 | 0 | 0 | 0 | 115000 | 1273 | STANDARD | 0 |  |  | 0 | 0 | 0 | 380 | 1 |  |  |  | C5-2 | C5-3 | [9 empty] | Modification to existing HVAC system and plumbing as per plans filed herewith. No change to use, egress or occupancy under this application.
103598821 | 03 | MANHATTAN | 65 | EAST 55 STREET | 01291 | 00028 | 1035771 | A2 | J | P/E DISAPPROVED | 2003-10-24 | OTHER | 105 | [6 empty] | Y | [11 empty] | X | Structural | Jeffrey Smilov | PE | 0607281 | Y | 2003-10-24 | 2003-10-24 | 2003-10-24 | 0 | 0 | 0 | 50000 | 603.5 | STANDARD | 0 |  |  | 0 | 0 | 0 | 0 | 0 | [14 empty] | Structural modifications as per plans filed herewith.
103600140 | 01 | MANHATTAN | 650 | WEST 42 STREET | 01089 | 00001 | 1811353 | A2 | J | P/E DISAPPROVED | 2003-10-24 | OTHER | 104 | [6 empty] | Y | X | [10 empty] | X | GC | JOSEPH DEUS | PE | 0077764 | Y | 2003-10-24 | 2003-10-24 | 2003-10-24 | 0 | 0 | 0 | 60000 | 706.5 | STANDARD | 0 |  |  | 0 | 0 | 40 | 381 | 0 |  | COM |  | C6-4 |  |  |  | INDIVIDUAL |  | MOHAMMED CAHN | PRESIDENT | 666 WESTEND AVE | NY NY 10025 | 2123335313 | renovation to install new deli NO CHANGE IN USE OF EGRESS OCCUPANCY.
103596093 | 02 | MANHATTAN | 50 | GREENE STREET | 00474 | 00001 | 1084910 | A2 | D | A/P ENTIRE | 2003-10-24 | OTHER | 102 |  | Y |  |  |  |  | Y | X | X | [11 empty] | John J Guth | PE | 0066073 |  | 2003-10-24 | 2003-10-24 | 2003-10-24 | 0 | 0 | 0 | 24000 | 335.7 | STANDARD | 0 |  |  | 0 | 0 | 0 | 60 | 2 |  |  |  | M1-5B | [10 empty] | Modify/Install new HVAC and plumbing fixtures as shown on plans filed herewith.
200812736 | 01 | BRONX | 827 | THROGS NECK EXPRESSWAY | 05430 | 00055 | 2076841 | A2 | P | APPROVED | 2003-10-20 | 1-2-3 FAMILY | 210 | [6 empty] | Y | X | [10 empty] | X | CONSTRUCTION | KENNETH A KOONS | RA | 0020462 | Y | 2003-10-20 | 2003-10-20 | 2003-10-20 | 0 | 2003-10-20 | 0 | 5000 | 100 | STANDARD | 0 |  |  | 0 | 0 | 3 | 28 | 2 | [7 empty] | INDIVIDUAL |  | ALBA CALANTONI | NA | 827 THROGS NECK EXPRESSWAY | BRONX NY 10465 | 7188227257 | LEGALIZE SHOWER STALL IN CELLAR TO COMPL Y WITH E.C.B. VIOLATION ISSUED /31/2003.NO CHANGE IN EGRESS,USE OR OCCU PANCY CELLAR IS BEGIN USED IN CONJUNCTI N WITH OWNERS APARTMENT.
200812807 | 01 | BRONX | 3816 | REVIEW PLACE | 03271 | 00132 | 2016213 | A2 | P | APPROVED | 2003-10-21 | OTHER | 208 | [18 empty] | X | GEN.CONST. | JULIO LEDER-LUIS | RA | 0020478 |  | 2003-10-20 | 2003-10-20 | 2003-10-20 | 2003-10-21 | 2003-10-21 | 0 | 7000 | 160.6 | STANDARD | 0 |  |  | 0 | 0 | 0 | 0 | 0 | [7 empty] | CORPORATE |  | EDMUND N MILLER | APARTMENT REHABILITATION CORP | 5925 BROADWAY | BRONX NY 10463 | 7188847676 | LEGALIZATION OF FACADE REPAIR AS PER PLA NS.SIDEWALK SHED PERMIT FILED U DER SEPERATE APPLICATION #200791839.NO C HANGE IN USE,EGRESS OR OCCUPANCY.\\\\
200812816 | 01 | BRONX | 947 | TELLER AVENUE | 02422 | 00030 | 2001965 | A2 | P | APPROVED | 2003-10-21 | OTHER | 204 | [18 empty] | X | GEN.CONST. | JULIO LEDER-LUIS | RA | 0020478 |  | 2003-10-20 | 2003-10-20 | 2003-10-20 | 2003-10-21 | 2003-10-21 | 0 | 45000 | 552 | STANDARD | 0 |  |  | 0 | 0 | 0 | 0 | 0 | [7 empty] | PARTNERSHIP |  | NORMA PARKS | HDFC 943 TELLER AVE | PO BOX 325 | BRONX NY 10451 | 7180000000 | FACADE REPAIR AS PER PLANS.SIDEWALK SHED FILED UNDER SEPERATE APPLICATIO #200804059.NO CHANGE IN USE,EGRESS OR OC CUPANCY.
200812022 | 01 | BRONX | 1226 | SENECA AVENUE | 02762 | 00054 | 2006440 | A2 | P | APPROVED | 2003-10-21 | OTHER | 202 | [7 empty] | X | X | [9 empty] | X | GC | ALFRED KLEIN | PE | 0055585 | Y | 2003-10-20 | 2003-10-20 | 2003-10-21 | 0 | 2003-10-21 | 0 | 480000 | 5032.5 | EXEMPT | 0 |  |  | 0 | 0 | 3 | 46 | 0 |  |  |  | R6 |  |  |  | GOVERNMENT | Y | SHAH SAMIR | DDC CITY OF NEW YORK | 30-30 THOMPSON AVENUE | L.I.C. NY 11101 | 7183911158 | APPLICATION IS FILED HEREWITH TO REPLACE APPARATUS FLOOR CONCRET SLAB AND ALL ATTACHEMENTS, MECHANICAL AND PLU MBING WORK IN AN EXISTING FIRE HOUSE. CHANGE TO USE, EGRESS OR OCCUPANCY.
200812157 | 01 | BRONX | 1535 | STORY AVENUE | 03652 | 00001 | 2097341 | A2 | H | P/E IN PROCESS | 2003-10-21 | OTHER | 209 | [7 empty] | X | [10 empty] | X | GENERAL CONSTRU | RICHARD LEWIS | RA | 0014987 | Y | 2003-10-20 | 2003-10-20 | 2003-10-21 | 0 | 0 | 0 | 980000 | 10182.5 | EXEMPT | 0 |  |  | 0 | 0 | 4 | 75 | 0 | [7 empty] | INDIVIDUAL | Y | RAJESH SHAH | DEPT. OF EDUCATION DIV. OF SCH | 28-11 QUEENS PLAZA NORTH | LONG ISLAND CIT NY 11101 | 7183916023 | DEMOLISH AND CONSTRUCT INTERIOR PARTIT- IONS, SUSPENDED CEILINGS AND INSTALL NEW SINK FOR THE CONSTRUCTION OF LIBRARY CLASSROOM ALL AS SHOWN ON DRAW- INGS FILED HEREWITH. NO CHANGE IN USE EGRESS OR OCCUPANCY UNDER THIS APPLI- CATION.
200812237 | 01 | BRONX | 3110 | ARLINGTON AVENUE | 05740 | 00314 | 2083431 | A2 | Q | PERMIT-PARTIAL | 2003-10-22 | 1-2-3 FAMILY | 208 | [7 empty] | X | [10 empty] | X | INT.DEMO | ROBERT SATORELLEO | RA | 0015503 | Y | 2003-10-21 | 2003-10-21 | 2003-10-21 | 0 | 2003-10-21 | 0 | 10000 | 125.75 | STANDARD | 0 |  |  | 0 | 0 | 3 | 35 | 0 | [7 empty] | INDIVIDUAL |  | ROBERT SANTORIELLO | NA | 422 85 ST | BK NY 11209 | 0 | DEMO OF INTERIOR NON-LOAD BEARING PARTIT IONS AND REMOVAL OF KITCHEN AND BATHROOM FIXTURES IN EXISITNG SINGLE FAM ILY DWELLING. NO CHANGE TO USE EGRESS O OCCUPANCY FILED INCONJ W/200803185 ALT1
200812273 | 01 | BRONX | 4366 | THIRD AVENUE | 03061 | 00080 | 2095208 | A2 | F | ASSIGNED TO P/E | 2003-10-23 | OTHER | 206 | [7 empty] | X | [5 empty] | X |  |  |  |  | X | CONSTRUCTION | BERNARD C BARSOTTI | PE | 0057784 |  | 2003-10-21 | 2003-10-21 | 2003-10-21 | 2003-10-23 | 0 | 0 | 100000 | 1118.5 | STANDARD | 0 |  |  | 0 | 0 | 2 | 25 | 0 |  | D-2 |  | R7-1 |  |  |  | CORPORATE |  | STEPHEN QUINN | CONSOLIDATED EDISON | 4 IRVING PLACE | NEW YORK NY 10003 | 2124603572 | CONSTRUCT A NEW ENLARGED (12'*8') PUMP HOUSE (PREVIOUSLY 8'*8'). PROVID E UNDERGROUND PIPING BETWEEN PUMP HOUSE AND NEW ELECTRICAL REACTOR (PREVIOUSLY F ILED UNDER JOB#20077301), FOR INSTALLATI ON OF NEW VOLUNTARY DELUGE FIRE PROTECT ON SYSTEM.NO CHANGE IN ACCESS,EGRESS, OCCUPANCY OR USE.
200812282 | 01 | BRONX | 1009 | MORRIS AVENUE | 02447 | 00051 | 2002519 | A2 | F | ASSIGNED TO P/E | 2003-10-23 | OTHER | 204 | [7 empty] | X |  | X | X | [9 empty] | ROBERT J PEROTTO | PE | 0039622 |  | 2003-10-21 | 2003-10-21 | 2003-10-21 | 2003-10-23 | 0 | 0 | 3000 | 200 | STANDARD | 0 |  |  | 0 | 0 | 5 | 55 | 7 | [7 empty] | PARTNERSHIP |  | DAVID WALENTES | MORRISANIA ASSOC | 1009 MORRIS AVE | BRONX NY 10456 | 7182930900 | REPLACE GAS/OIL BURNER AND BOILER.NO CHA NGE IN USE,EGRESS OR OCCUPANCY.
200812317 | 01 | BRONX | 1290 | OAK POINT AVENUE | 02772 | 00043 | 2006894 | A2 | P | APPROVED | 2003-10-21 | OTHER | 202 | [8 empty] | X | [9 empty] | X | G.C. | KENNY LEE | RA | 0024793 | Y | 2003-10-21 | 2003-10-21 | 2003-10-21 | 0 | 2003-10-21 | 0 | 18500 | 284.2 | STANDARD | 0 |  |  | 0 | 0 | 0 | 0 | 0 |  |  |  | M3-1 |  |  |  | INDIVIDUAL |  | KIL C KIM | N/A | 1290 OAK POINT AVENUE | BRONX NY 10474 | 7183782222 | INSTALLATION OF A/C AND COMPRESSOR UNITS NO CHANGE IN USE, OCCUPANCY AN AN EGRESS IS INVOLVED UNDER THIS APPLICA TION.
200812745 | 01 | BRONX | 848 | QUINCY AVENUE | 05545 | 00068 | 2080102 | A2 | F | ASSIGNED TO P/E | 2003-10-23 | 1-2-3 FAMILY | 210 | [6 empty] | Y | [11 empty] | X | ENL | KENNETH A KOONS | RA | 0020462 |  | 2003-10-20 | 2003-10-22 | 2003-10-22 | 2003-10-23 | 0 | 0 | 20000 | 219.11 | STANDARD | 0 |  |  | 360 | 0 | 0 | 0 | 0 | [7 empty] | INDIVIDUAL |  | JOYCE ARCIUOLO | N/A | 848 QUINCY AVENUE | BRONX NY 10465 | 7188923779 | LEGALIZE REAR EXTENSION TO REMOVE ECB VIOLATION-NO CHANGE IN EGRESS, OR OCCUPANCY.
200812148 | 01 | BRONX | 1070 | CASTLE HILL AVENUE | 03817 | 00001 | 2026706 | A2 | P | APPROVED | 2003-10-22 | OTHER | 209 | [18 empty] | X | GENERAL CONSTRU | RICHARD LEWIS | RA | 0014987 | Y | 2003-10-20 | 2003-10-20 | 2003-10-22 | 0 | 2003-10-22 | 0 | 900000 | 9358.5 | EXEMPT | 0 |  |  | 0 | 0 | 0 | 0 | 0 | [7 empty] | INDIVIDUAL | Y | RAJESH SHAH | DEPT. OF EDUCATIONN DIV. OF SCH | 28-11 QUEENS PLAZA NORTH | LONG ISLAND CIT NY 11101 | 7183916023 | DEMOLISH AND CONSTRUCT INTERIOR PARTIT- IONS AND SUSPENDED FOR THE CON- STRUCTION OF LIBRARY CLASSROOM ALL AS SHOWN ON DRAWINGS FILED HEREWITH. NO CHANGE IN USE EGRESS OR OCCUPANCY UNDER THIS APPLICATION.
200812291 | 01 | BRONX | 400 | HUNTS POINT AVENUE | 02772 | 00270 | 2810615 | A2 | P | APPROVED | 2003-10-24 | OTHER | 202 | [16 empty] | X |  |  |  | CHERICO KING | RA | 0025168 |  | 2003-10-21 | 2003-10-21 | 2003-10-22 | 2003-10-23 | 2003-10-24 | 0 | 5000 | 140 | STANDARD | 0 |  |  | 0 | 0 | 0 | 0 | 0 | [7 empty] | INDIVIDUAL |  | NICHOLAS MARCHESE | KAYZEE REALTY | 24 DOW AVE | MINEOLA NY 11590 | 7185427340 | INSTALL ANSUL SYSTEM ON 1ST FLOOR.NO CHA NGE IN USE,EGRESS OR OCCUPANCY.
200812308 | 01 | BRONX | 140 | EAST FORDHAM ROAD | 03166 | 00077 | 2013809 | A2 | P | APPROVED | 2003-10-24 | OTHER | 205 | [16 empty] | X |  |  |  | CHERICO KING | RA | 0025168 |  | 2003-10-21 | 2003-10-21 | 2003-10-22 | 0 | 2003-10-24 | 0 | 5000 | 140 | STANDARD | 0 |  |  | 0 | 0 | 0 | 0 | 0 | [7 empty] | INDIVIDUAL |  | JOSEPH JEMAL | FORDHAM CONCOURSE ASSCO.REALTY | 110 WEST 34TH STREET,9TH FLOOR | NEW YORK NY 10001 | 2122398580 | IT IS PROPOSED TO INSTALL ANSUL SYSTEM O N 1ST FLOOR.NO CHANGE IN USE,EG ESS OR OCCUPANCY.GAS SHUT-OFF VALVE FILE D UNDER SEPARATE APPLICATION.
200812371 | 01 | BRONX | 1329 | FTELEY AVENUE | 03870 | 00056 | 2027613 | A2 | P | APPROVED | 2003-10-23 | 1-2-3 FAMILY | 209 | [7 empty] | X | [12 empty] | ERROL MCINTOSH | RA | 0021706 | Y | 2003-10-21 | 2003-10-21 | 2003-10-22 | 0 | 2003-10-23 | 0 | 3000 | 100 | STANDARD | 0 |  |  | 0 | 0 | 2 | 25 | 3 | [7 empty] | INDIVIDUAL |  | WILLIAM MAXWELL | N/A | 1329 FTELEY AVENUE | BRONX NY 10472 | 7184050670 | TO INSTALL TWO (2) GAS FIRE BOILER. NO CHANGE IN USE EGRESS OR OCCUPAN- CY.
200812861 | 01 | BRONX | 3405 | GATES PLACE | 03324 | 00029 | 2017679 | A2 | P | APPROVED | 2003-10-23 | OTHER | 207 | [9 empty] | X | X | [9 empty] | BRAD E COHEN | PE | 0078958 | Y | 2003-10-22 | 2003-10-22 | 2003-10-22 | 0 | 2003-10-23 | 0 | 0 | 100 | STANDARD | 0 |  |  | 0 | 0 | 0 | 0 | 0 | [7 empty] | INDIVIDUAL |  | JAK MILICAJ | C/O GATES PLACE REALTY | 3405 GATES PLACE | BRONX NY 10467 | 3472420006 | REPLACE LOW PRESSURE BOILER AND OIL BURNER. NO CHANGE IN EGRESS, OR OCCUPANCY IS INVOLVED UNDER THIS APPLI- CATION.
200812905 | 01 | BRONX | 851 | GRAND CONCOURSE | 02468 | 00001 | 2002869 | A2 | F | ASSIGNED TO P/E | 2003-10-23 | OTHER | 204 |  | Y | [16 empty] | X | GEN.CONST. | FRANK EILAM | RA | 0024701 |  | 2003-10-22 | 2003-10-22 | 2003-10-22 | 2003-10-23 | 0 | 0 | 20000 | 294.5 | EXEMPT | 0 |  |  | 0 | 0 | 0 | 0 | 0 | [7 empty] | GOVERNMENT | Y | LANCE SIEBERT | NYC DEPT. OF CITYWIDE ADMIN. SVC | ONE CENTRE STREET | NEW YORK NY 10007 | 2126693732 | MINOR INTERIOR DEMOLITION. NO CHANGE IN USE, OCCUPANCY OR EGRESS UNDER THIS APPLICATION.
200812228 | 01 | BRONX | 211 | WEST 231 STREET | 05704 | 00050 | 2083162 | A2 | P | APPROVED | 2003-10-23 | OTHER | 208 | [7 empty] | X | X | [9 empty] | X | G.C. | JAMES L ROBINSON | RA | 0011801 | Y | 2003-10-21 | 2003-10-21 | 2003-10-23 | 0 | 2003-10-23 | 0 | 26000 | 356.3 | STANDARD | 0 |  |  | 0 | 0 | 1 | 15 | 0 |  |  |  | C1-3 | R6 |  |  | PARTNERSHIP |  | HAROLD DERFNER | STEINBERG & POKOIK MANAGEMENT CO | 575 MADSION AVENUE | NEW YORK NY 10022 | 2127527474 | RENOVATION FOR EXISTING TAKE OUT FOOD STORE, REPLACE EQUIPMENT, RANGE HOOD, AC & HEATING UNIT AND MINOR WALL FURNISH & FLOOR. NO CHANGE IN USE, EGRES S OR OCCUPANCY.
200812460 | 01 | BRONX | 882 | EAST 149 STREET | 02600 | 00206 | 2004102 | A2 | P | APPROVED | 2003-10-24 | OTHER | 201 | [7 empty] | X | X | [11 empty] | BORIS LEVIN | PE | 0073350 |  | 2003-10-22 | 2003-10-22 | 2003-10-23 | 2003-10-24 | 2003-10-24 | 0 | 25000 | 346 | STANDARD | 0 |  |  | 0 | 0 | 1 | 18 | 0 |  |  |  | M1-2 |  |  |  | PARTNERSHIP |  | ERNEST MILCHMAN | T. BOONE EQUITIES CO. | C/O MILCHMAN PELHAM PARKWAY NORTH | BRONX NY 10467 | 7186545959 | REPLACEMENT OF AIR CONDITIONING UNIT ON ROOF. NO CHANGE IN USE, EGRESS OR OCCUPANCY UNDER THIS APPLICATION.
200812969 | 01 | BRONX | 2356 | ARTHUR AVENUE | 03073 | 00019 | 2012128 | A2 | P | APPROVED | 2003-10-23 | OTHER | 206 | [6 empty] | Y | X | [7 empty] | X |  |  | X | GC | Michael Berzak | RA | 0017519 | Y | 2003-10-23 | 2003-10-23 | 2003-10-23 | 0 | 2003-10-23 | 0 | 125000 | 1506 | STANDARD | 0 |  |  | 0 | 0 | 1 | 15 | 0 |  | F-4 |  | C1-4 | R6 |  |  | CORPORATE |  | Robert Abrams | Arthur Avenue Poultry Market Inc | PO Box 787 | JeffersonValley NY 10535 | 9149247929 | Renovation of existing eating and drinking establishment, removal and installation of interior non bearing partitions and windows. Replace entire first floor slab. Create new framed openings and storefront. Install new plumbing fixtures and kitchen equipment. No change to use egress or occupancy
200812996 | 01 | BRONX | 3511 | BARNES AVENUE | 04659 | 00031 | 2057725 | A2 | P | APPROVED | 2003-10-24 | OTHER | 212 | [18 empty] | X | CABINETS/ANTENN | ANTONIO A GUALTIERI | PE | 0071249 |  | 2003-10-23 | 2003-10-23 | 2003-10-23 | 2003-10-24 | 2003-10-24 | 0 | 25000 | 346 | STANDARD | 0 |  |  | 0 | 0 | 0 | 0 | 0 | [7 empty] | PARTNERSHIP |  | OLIN BARRETT | TILDER TOWERS HOUSING CO,LLC | 3511 BARNES AVE | BRONX NY 10603 | 9147617300 | INSTALLATION OF TELECOMMUNICATION CABINE TS,RELATED DUNNAGE AND ANTENNAS ON ROOF.ALL WORK IN CONFORMANCE WITH TPP N #5/98.NO CHANGE IN USE,EGRESS,OR OCCU ANCY.
200813003 | 01 | BRONX | 923 | WOODYCREST AVENUE | 02511 | 00040 | 2003180 | A2 | P | APPROVED | 2003-10-24 | OTHER | 204 | [9 empty] | X | X | [9 empty] | HUGH W CHRYSLER | PE | 0076805 |  | 2003-10-23 | 2003-10-23 | 2003-10-23 | 2003-10-24 | 2003-10-24 | 0 | 0 | 100 | STANDARD | 0 |  |  | 0 | 0 | 0 | 0 | 0 | [7 empty] | INDIVIDUAL |  | RAY GRANT | CHURCH OF GOD | 923 WOODYCREST AVE | BRONX NY 10452 | 7188614895 | REPLACE BOILER AND OIL BURNER.
200813021 | 01 | BRONX | 2833 | BRIGGS AVENUE | 03301 | 00063 | 2017058 | A2 | P | APPROVED | 2003-10-24 | OTHER | 207 | [9 empty] | X | X | [9 empty] | HOWARD J KRIGSMAN | PE | 0069428 |  | 2003-10-23 | 2003-10-23 | 2003-10-23 | 2003-10-24 | 2003-10-24 | 0 | 0 | 100 | STANDARD | 0 |  |  | 0 | 0 | 0 | 0 | 0 | [7 empty] | PARTNERSHIP |  | JEAN SAINT-CYR | FIRST BRONX REALTY MGMT. CORP. | 2751 WEBSTER AVENUE | BRONX NY 10458 | 7183648500 | BOILER AND BURNER REPLACEMENT. NO CHANGE IN USE EGRESS OR OCCU- PANCY.
200813030 | 01 | BRONX | 2728 | MARION AVENUE | 03283 | 00022 | 2016496 | A2 | F | ASSIGNED TO P/E | 2003-10-24 | OTHER | 207 | [9 empty] | X | X | [9 empty] | HOWARD J KRIGSMAN | PE | 0069428 |  | 2003-10-23 | 2003-10-23 | 2003-10-23 | 2003-10-24 | 0 | 0 | 0 | 100 | STANDARD | 0 |  |  | 0 | 0 | 0 | 0 | 0 | [7 empty] | CORPORATE |  | JEAN SAINT-CYR | 2728 MARION HOSEHOLD CORP. | 2751 WEBSTER AVENUE | BRONX NY 10458 | 7183648500 | BOILER AND BURNER REPLACEMENT. NO CHANGE IN USE EGRESS OR OCCUPANCY.
200812488 | 07 | BRONX | 1591 | METROPOLITAN AVENUE | 03944 | 07501 | 2096768 | A2 | P | APPROVED | 2003-10-24 | OTHER | 212 | [7 empty] | X | [12 empty] | Martin J Brockstedt | RA | 0011457 | Y | 2003-10-23 | 2003-10-23 | 2003-10-23 | 0 | 0 | 0 | 216000 | 2313.3 | STANDARD | 0 |  |  | 0 | 0 | 8 | 83 | 72 | [14 empty] | PL FIXTURES
200812763 | 01 | BRONX | 1579 | METROPOLITAN AVENUE | 03944 | 07501 | 2096773 | A2 | H | P/E IN PROCESS | 2003-10-24 | OTHER | 209 | [6 empty] | Y | [11 empty] | X | FIRESTOPPING | Martin J Brockstedt | RA | 0011457 | Y | 2003-10-20 | 2003-10-24 | 2003-10-24 | 0 | 0 | 0 | 59400 | 706.5 | STANDARD | 0 |  |  | 0 | 0 | 13 | 115 | 99 |  | RES |  | R6 |  |  | PC |  |  | HARRY BROWN | Parkchester North Condo | 1970 East Tremont Avenue | Bronx NY 10462 | 7189312455 | REPAIR/RESTORATION OF EXISTING PLUMBING CHASE WALLS AND CEILING FOR PLUMBING UPGRADE. NO CHANGE IN USE, EGRESS, OR OCCUPANCY UNDER THIS APPLICATION.
200759615 | 02 | BRONX | 3872 | THIRD AVENUE | 02929 | 00008 | 2815483 | A2 | D | A/P ENTIRE | 2003-10-24 | OTHER | 203 | [7 empty] | X | [12 empty] | SIMON RODKIN | PE | 0065040 |  | 2003-10-22 | 0 | 2003-10-24 | 0 | 0 | 0 | 5000 | 140 | EXEMPT | 0 |  |  | 0 | 0 | 5 | 70 | 0 | [14 empty] | HEREWITH FILING FOR THE INSTALLATION OF THE SPRINKLER INCOMING WATER SER VICE LINE.NO CHANGE IN USE,EGRESS OR OCC UPANCY
200813012 | 01 | BRONX | 658 | CLARENCE AVENUE | 05486 | 00029 | 2097560 | A2 | D | A/P ENTIRE | 2003-10-24 | OTHER | 210 | [9 empty] | X | X | X | [8 empty] | HUGH W CHRYSLER | PE | 0076805 |  | 2003-10-23 | 2003-10-23 | 2003-10-24 | 0 | 0 | 0 | 0 | 45 | STANDARD | 0 |  |  | 0 | 0 | 0 | 0 | 0 | [7 empty] | CORPORATE |  | RICHARD BERGENSON | MANHEM CLUB INC | 658 CLARENCE AVE | BRONX NY 10465 | 7188228965 | REPLACE BOILER AND OIL BURNER.INSTALL 27 5 GALLON OIL TANKS.
200813049 | 01 | BRONX | 985 | WESTCHESTER AVENUE | 02715 | 00055 | 2093866 | A2 | D | A/P ENTIRE | 2003-10-24 | OTHER | 202 | [18 empty] | X | NO WORK | DAVID TURNER | RA | 0016162 |  | 2003-10-23 | 2003-10-23 | 2003-10-24 | 0 | 0 | 0 | 2000 | 100 | STANDARD | 0 |  |  | 0 | 0 | 0 | 0 | 0 | [7 empty] | INDIVIDUAL |  | SU UNG SHUL | S.U.S.REAL ESTATE OF BR.INC | 71-16 SUTTON PLACE | FLUSHING NY 11365 | 7184613397 | NON DIRECTIVE NO WORK APPLICATION FOR US E OF RETAIL SPACE UNDER 60/40.N N ADULT (60%) WITH 40% ADULT USE.
200812497 | 02 | BRONX | 1595 | METROPOLITAN AVENUE | 03944 | 07501 | 2096769 | A2 | P | APPROVED | 2003-10-24 | OTHER | 209 | [6 empty] | Y | X | [12 empty] | Tom A Molnar | PE | 0061766 | Y | 2003-10-24 | 2003-10-24 | 2003-10-24 | 0 | 0 | 0 | 192000 | 2066.1 | STANDARD | 0 |  |  | 0 | 0 | 0 | 83 | 64 | [14 empty] | UPGRADE/REPLACEMENT OF WATERPIPING ASSOCIATED WITH OVERHEAD BRANCH PIPING. RISERS , PERTINANT VALVES AND FITTINGS. NO CHANGE IN USE, EGRESS OR OCCUPANCY UNDER THIS APPLICATION.
200813076 | 01 | BRONX | 5800 | ARLINGTON AVENUE | 05953 | 00230 | 2086320 | A2 | D | A/P ENTIRE | 2003-10-24 | OTHER | 208 | [7 empty] | X | [10 empty] | X | SELECTIVE DEMO | JASON R BOUTIN | RA | 0027767 |  | 2003-10-24 | 2003-10-24 | 2003-10-24 | 0 | 0 | 0 | 8000 | 170.9 | STANDARD | 0 |  |  | 0 | 0 | 23 | 230 | 0 | [7 empty] | CORPORATE |  | DONALD WILSON | SKYVIEW OWNERS CORPORATIONS | 5701 ARLINGTON AVE | BRONX NY 10471 | 7185497036 | INTERIOR RENOVATION AND COMBINATION OF A PARTMENTS 20P AND 20R.ARCHITECT RAL AND PLUMBING WORK.THERE IS NO CHANGE OF USE,EGRESS OR OCCUPANCY UNDER THIS PPLICATION.
200813085 | 01 | BRONX | 1004 | EAST 174 STREET | 03002 | 00025 | 2010885 | A2 | D | A/P ENTIRE | 2003-10-24 | OTHER | 203 | [6 empty] | Y | [9 empty] | X |  |  |  | Gregory G Georges | PE | 066877 |  | 2003-10-24 | 2003-10-24 | 2003-10-24 | 0 | 0 | 0 | 1400 | 100 | STANDARD | 0 |  |  | 0 | 0 | 0 | 0 | 0 | [7 empty] | CORPORATE |  | Hawatha Selby | 1712&1715 H.D.F.C.,Inc. | 494 8th Ave. 19th Fl. | New York NY 10001 | 2125630310 | Install the Fire Suppression System as per plan submitted. There will be no change in use, egress or occupancy under this alteration.
200812503 | 02 | BRONX | 1561 | METROPOLITAN AVENUE | 03944 | 07501 | 2096771 | A2 | P | APPROVED | 2003-10-24 | OTHER | 209 | [6 empty] | Y | X | [12 empty] | Tom A Molnar | PE | 0061766 | Y | 2003-10-24 | 2003-10-24 | 2003-10-24 | 0 | 0 | 0 | 201000 | 2158.8 | STANDARD | 0 |  |  | 0 | 0 | 0 | 83 | 67 | [14 empty] | UPGRADE/REPLACEMENT OF WATERPIPING ASSOCIATED WITH OVERHEAD BRANCH PIPING. RISERS , PERTINANT VALVES AND FITTINGS. NO CHANGE IN USE, EGRESS OR OCCUPANCY UNDER THIS APPLICATION.
200812549 | 02 | BRONX | 1563 | METROPOLITAN AVENUE | 03944 | 07501 | 2096772 | A2 | P | APPROVED | 2003-10-24 | OTHER | 209 | [6 empty] | Y | X | [12 empty] | Tom A Molnar | PE | 0061766 | Y | 2003-10-24 | 2003-10-24 | 2003-10-24 | 0 | 0 | 0 | 201000 | 2158.8 | STANDARD | 0 |  |  | 0 | 0 | 0 | 83 | 67 | [14 empty] | UPGRADE/REPLACEMENT OF WATERPIPING ASSOCIATED WITH OVERHEAD BRANCH PIPING. RISERS , PERTINANT VALVES AND FITTINGS. NO CHANGE IN USE, EGRESS OR OCCUPANCY UNDER THIS APPLICATION.
200813156 | 01 | BRONX | 2860 | BAILEY AVENUE | 03260 | 00005 | 2015884 | A2 | D | A/P ENTIRE | 2003-10-24 | OTHER | 208 | [18 empty] | X | EXTERIOR BALCON | RICHARD C KOENIGSBERG | PE | 0067415 |  | 2003-10-24 | 2003-10-24 | 2003-10-24 | 0 | 0 | 0 | 50000 | 603.5 | STANDARD | 0 |  |  | 0 | 0 | 0 | 0 | 0 | [7 empty] | CORPORATE |  | MARY WALSH | PARKWAY APT OWNERS CORP | 616 PALISADES AVE | ENGLEWOOD CLIFF NJ 07632 | 2018719000 | FILING HEREWITH TOR EXTERIOR REPAIRS TO BALCONIES AS PER PLAN.NO CHANGE TO USE,EGRESS OR OCCUPANCY.
200813165 | 01 | BRONX | 2121 | PAULDING AVENUE | 04325 | 00021 | 2049530 | A2 | H | P/E IN PROCESS | 2003-10-24 | OTHER | 211 | [9 empty] | X | X | [9 empty] | NEAL M RUDIKOFF | PE | 0050579 | Y | 2003-10-24 | 2003-10-24 | 2003-10-24 | 0 | 0 | 0 | 0 | 135 | STANDARD | 0 |  |  | 0 | 0 | 0 | 0 | 0 | [7 empty] | CORPORATE |  | SY MAIZES | 2121 PAULDING AVE OWNER CORP | 937 ALERTON AVE | BRONX NY 10469 | 7182313100 | REPLACE BOILER AND REINSTALL EXISTING OI L BURNER(NYC BOILER NO 928394-0 ).NO CHANGE IN EGRESS OCCUPANCY OR USE U NDER THIS APPLICATION.
200812558 | 02 | BRONX | 1569 | METROPOLITAN AVENUE | 03944 | 07501 | 2096770 | A2 | P | APPROVED | 2003-10-24 | OTHER | 209 | [6 empty] | Y | X | [12 empty] | Tom A Molnar | PE | 0061766 | Y | 2003-10-24 | 2003-10-24 | 2003-10-24 | 0 | 0 | 0 | 207000 | 2220.6 | STANDARD | 0 |  |  | 0 | 0 | 0 | 83 | 69 | [14 empty] | UPGRADE/REPLACEMENT OF WATERPIPING ASSOCIATED WITH OVERHEAD BRANCH PIPING. RISERS , PERTINANT VALVES AND FITTINGS. NO CHANGE IN USE, EGRESS OR OCCUPANCY UNDER THIS APPLICATION.
200812763 | 02 | BRONX | 1579 | METROPOLITAN AVENUE | 03944 | 07501 | 2096773 | A2 | P | APPROVED | 2003-10-24 | OTHER | 209 | [6 empty] | Y | X | [12 empty] | Tom A Molnar | PE | 0061766 | Y | 2003-10-24 | 2003-10-24 | 2003-10-24 | 0 | 0 | 0 | 297000 | 3147.6 | STANDARD | 0 |  |  | 0 | 0 | 0 | 115 | 99 | [14 empty] | UPGRADE/REPLACEMENT OF WATERPIPING ASSOCIATED WITH OVERHEAD BRANCH PIPING. RISERS , PERTINANT VALVES AND FITTINGS. NO CHANGE IN USE, EGRESS OR OCCUPANCY UNDER THIS APPLICATION.
301639323 | 01 | BROOKLYN | 1655 | SAINT MARKS AVENUE | 01454 | 00054 | 3039123 | A2 | P | APPROVED | 2003-10-20 | OTHER | 316 | [6 empty] | Y | [11 empty] | X | GC | MAHER Z LABIB | PE | 0051123 | Y | 2003-10-20 | 2003-10-20 | 2003-10-20 | 0 | 2003-10-20 | 0 | 250000 | 2663.5 | EXEMPT | 0 |  |  | 0 | 0 | 1 | 19 | 0 |  | PUB |  | R6 |  |  |  | INDIVIDUAL | Y | KENNETH BOYAR | N/A | 110 KENNEDY AVENUE | SAN ANTONIO TX 78209 | 2107325466 | INTERIOIR RENOVATION OF AN EXISTING BUILDING. NO CHANGE TO USE, OCCUPANCY OR MEANS OF EGRESS.
301639387 | 01 | BROOKLYN | 230 | STRATFORD ROAD | 05141 | 00036 | 3118164 | A2 | R | PERMIT-ENTIRE | 2003-10-21 | 1-2-3 FAMILY | 314 | [6 empty] | Y | [11 empty] | X | GC | STEVEN JACOBSON | RA | 0017885 | Y | 2003-10-20 | 2003-10-20 | 2003-10-20 | 0 | 2003-10-20 | 2003-10-21 | 16000 | 156.65 | STANDARD | 0 |  |  | 0 | 0 | 2 | 35 | 2 |  | RES |  | R6 |  |  |  | INDIVIDUAL |  | WILLIAM J TOLBERT | N.A. | 230 STRATFORD ROAD | BROOKLYN NY 11218 | 7188560320 | REBUILD EXISTING GARAGE. MINOR FOUNDATION WORK. NO CHANGE IN USE, OCCUPANCY, OR EGRESS.
301639412 | 01 | BROOKLYN | 139 | FLATBUSH AVENUE | 02001 | 00001 | 3814783 | A2 | P | APPROVED | 2003-10-24 | OTHER | 302 | [12 empty] | X | X | [6 empty] | ALEXANDER BALSAM | PE | 0642971 |  | 2003-10-20 | 2003-10-20 | 2003-10-20 | 2003-10-22 | 2003-10-24 | 0 | 2000 | 100 | STANDARD | 0 |  |  | 0 | 0 | 0 | 0 | 0 |  | COM |  | C6-4 |  |  |  | CORPORATE |  | ROBERT SANNA | F.C. HANSON OFFICE ASSOCIATES,LL | 1 METROTECH CENTER NORTH | BROOKLYN NY 11201 | 7189238414 | MODIFICATION TO SPRINKLER SYSTEM AND STA NDPIPE ON THE 8TH, 9TH, AND 10T FLOORS AS INDICATED ON DRAWINGS. NO CH ANGE IN USE EGRESS OR OCCUPANCY. NO CH NGE TO LL#5/73 COMPLIANCE. THIS PROJECT IS FILED IN CONJUNCTION WITH NB 30110873 5.
301658169 | 01 | BROOKLYN | 275 | LIVINGSTON STREET | 00161 | 00001 | 3000461 | A2 | P | APPROVED | 2003-10-24 | OTHER | 302 | [6 empty] | Y | X | [12 empty] | Aaron Cheung | PE | 0065635 |  | 2003-10-20 | 2003-10-20 | 2003-10-20 | 2003-10-22 | 2003-10-24 | 0 | 5000 | 140 | STANDARD | 0 |  |  | 0 | 0 | 3 | 39 | 0 |  | COM |  | C6-1 |  |  |  | INDIVIDUAL |  | HARRY BLAUSTEIN |  | 222-24 UNION TURNPIKE | QUEENS NY 11364 | 7184640899 | INSTALL THREE NEW BOILERS AND THREE GAS METERS AT CELLAR. AS PER PLAN. NO CHANGE IN USE, EGRESS OR OCCUPANCY.
301653146 | 01 | BROOKLYN | 1540 | GATES AVENUE | 03345 | 00020 | 3076493 | A2 | R | PERMIT-ENTIRE | 2003-10-22 | OTHER | 304 | [6 empty] | Y | [8 empty] | X |  |  | X | GEN CONST | Leon S Nation | PE | 0065052 | Y | 2003-10-20 | 2003-10-20 | 2003-10-20 | 0 | 2003-10-20 | 2003-10-22 | 8000 | 300.9 | STANDARD | 0 |  |  | 0 | 0 | 3 | 37 | 4 |  | RES |  | R6 |  |  |  | CORPORATE |  | Cho Ham Sze | HOP FU CO. INC. | 1540 Gates Avenue | Brooklyn NY 11237 | 9176028019 | Propose to repair existing rear facade wall as per plans. No change in use, egress or means of occupancy. No increase in bulk.
301653182 | 01 | BROOKLYN | 584 | MORGAN AVENUE | 02691 | 00069 | 3067390 | A2 | P | APPROVED | 2003-10-24 | OTHER | 301 | [6 empty] | Y | X |  | X | [8 empty] | X | CONST | Boleslaw Ryzinski | RA | 0020791 |  | 2003-10-20 | 2003-10-20 | 2003-10-20 | 0 | 2003-10-24 | 0 | 12000 | 212.1 | STANDARD | 0 |  |  | 0 | 0 | 4 | 45 | 4 |  | RES |  | R6 |  |  |  | INDIVIDUAL |  | Roman Holowiak | None | 123 Beadel Street | Brooklyn NY 11222 | 7183883312 | Replace oil boiler with gas boiler - 62-14 Peerless, MEA #43-76 E Vol. 2. New heat exchanger - Wail-McClain Gold Plus 80, MEA #28-77 E. Install (1) gas meter. New floor drain. Removal of (2) oil tanks. Related construction work. No change to use, occupancy and egress.
301653020 | 01 | BROOKLYN | 403 | CHURCH AVENUE | 05337 | 00032 | 3124653 | A2 | Q | PERMIT-PARTIAL | 2003-10-23 | OTHER | 312 | [6 empty] | Y | X | X | [7 empty] | X |  | X | GEN CONST | Frank Mileto | RA | 0017070 | Y | 2003-10-20 | 2003-10-20 | 2003-10-20 | 0 | 2003-10-21 | 0 | 20000 | 294.5 | STANDARD | 0 |  |  | 0 | 0 | 3 | 36 | 3 |  | COM |  | C1-1 | C5-5 |  |  | INDIVIDUAL |  | Wen Jian Chen | N/A | 34 Monroe Street #3G | New York NY 10002 | 2122333465 | Renovation of existing store to take out restaurant. Minor partitions, kitchen fixtures and ansul system to be added. No change of use, egress or occupancy under this application.
301658052 | 01 | BROOKLYN | 2591 | KNAPP STREET |  |  | 3820259 | A2 | R | PERMIT-ENTIRE | 2003-10-23 | OTHER | 315 | [6 empty] | Y | [11 empty] | X | GEN.CONST. | Anthony M Dellla Valle | PE | 0060785 | Y | 2003-10-20 | 2003-10-20 | 2003-10-20 | 0 | 2003-10-21 | 2003-10-23 | 20000 | 294.5 | EXEMPT | 0 |  |  | 0 | 0 | 1 | 20 | 0 |  | PUB |  | M1-1 |  |  |  | GOVERNMENT |  | Mazda Riazi | NYC Dept. of Environmental Prot | 96-05 Horace Harding Expressway | Queens NY 11368 | 7185954843 | Interior Demolition as per attached plans. There is no change in use, egress or occupancy.
301639500 | 01 | BROOKLYN | 396 | DEAN STREET | 00930 | 00018 | 3018418 | A2 | R | PERMIT-ENTIRE | 2003-10-22 | 1-2-3 FAMILY | 306 | [6 empty] | Y | [11 empty] | X | SHORING | AKEEB B SHEKONI | RA | 0028575 |  | 2003-10-20 | 2003-10-20 | 2003-10-20 | 2003-10-21 | 2003-10-21 | 2003-10-22 | 8000 | 115.45 | STANDARD | 0 |  |  | 0 | 0 | 4 | 48 | 2 |  | RES |  | R6B |  |  |  | INDIVIDUAL |  | CLYDE LLOYD MELTZER | CLYDE LLOYD MELTZER | 396 DEAN STREET | BROOKLYN NY 11217 | 9173375080 | EMERGENCY REPAIR AND SHORING OF EXISTING TWO FAMILY DWELLING UNIT AS PER PLAN. NO CHANGE IN USE, EGRESS, & OCCUPANCY.
301655279 | 02 | BROOKLYN | 357 | GREENE AVENUE | 01954 | 00052 | 3055841 | A2 | D | A/P ENTIRE | 2003-10-21 | OTHER | 303 | [9 empty] | X | [10 empty] | HORACE HARRIS | RA | 0015371 |  | 2003-10-21 | 2003-10-21 | 2003-10-21 | 0 | 0 | 0 | 3000 | 100 | STANDARD | 0 |  |  | 0 | 0 | 0 | 0 | 0 | [14 empty] | INSTALL GAS FIRED BOILERS IN CELLAR. APPLICATION FILED IN CONJUNCTION WITH ALTERATION # 300997330. NO CHANGE IN USE, EGRESS OR OCCUPANCY.
301653066 | 01 | BROOKLYN | 557 | CARROLL STREET | 00958 | 00075 | 3020274 | A2 | P | APPROVED | 2003-10-24 | OTHER | 306 | [15 empty] | X |  |  | X | CONST | JACOB SIROTA | PE | 0075316 |  | 2003-10-20 | 2003-10-21 | 2003-10-21 | 2003-10-23 | 2003-10-24 | 0 | 20000 | 424.5 | STANDARD | 0 |  |  | 0 | 0 | 0 | 0 | 0 | [7 empty] | INDIVIDUAL |  | JOHN ALESSI | N/A | 557 CARROLL STREET | BROOKLYN NY 11215 | 7188573655 | REPAIR EXTERIOR BUILDING WALL. NO CHANGE TO EGRESS, OCCUPANCY OR USE.
301653075 | 01 | BROOKLYN | 582 | PACIFIC STREET | 00928 | 00022 | 3018382 | A2 | J | P/E DISAPPROVED | 2003-10-24 | OTHER | 306 | [18 empty] | X | CONST | SCOTT SCHNALL | PE | 0075316 |  | 2003-10-20 | 2003-10-21 | 2003-10-21 | 2003-10-23 | 0 | 0 | 2000 | 100 | STANDARD | 0 |  |  | 0 | 0 | 0 | 0 | 0 | [7 empty] | INDIVIDUAL |  | JAMES MCGOWN | N/A | 31 RENWICK STREET | NEW YORK NY 10013 | 2129669034 | INTERIOR PARTITIONS DEMOLITION IS EXISTI NG. BSMT FLOOR APARTMENT. NO CH NGE TO EGRESS, OCCUPANCY OR USE.
301653495 | 01 | BROOKLYN | 3339 | FULTON STREET | 04130 | 00061 | 3092260 | A2 | Q | PERMIT-PARTIAL | 2003-10-23 | OTHER | 305 | [6 empty] | Y | X | X | [6 empty] | X |  |  | X | GEN CONST | Anthony J Lee | RA | 0017269 | Y | 2003-10-21 | 2003-10-21 | 2003-10-21 | 0 | 2003-10-22 | 0 | 11700 | 342.1 | STANDARD | 0 |  |  | 0 | 0 | 1 | 15 | 0 |  | COM |  | C1-2 | R5 |  |  | INDIVIDUAL |  | SALVATORE NEGLIA |  | 113 CHERRY DRIVE | PLAINVIEW NY 11803 | 7182353966 | REPLACE EXISTING STORE FRONT, INSTALL INTERIOR FINISHING AND PLUMING FIXTURES FOR AN EXISTING STORE. NO CHANGE IN USE, EGRESS OR OCCUPANCY UNDER THIS APPLICATION.
301658141 | 01 | BROOKLYN | 9 | METROTECH CENTER SOUTH | 02047 | 00040 | 3348771 | A2 | P | APPROVED | 2003-10-23 | OTHER | 302 | [18 empty] | X | GC | MS.BARBARA CALAMUSA | RA | 0022528 | Y | 2003-10-20 | 2003-10-20 | 2003-10-21 | 0 | 2003-10-23 | 0 | 1000 | 100 | STANDARD | 0 |  |  | 0 | 0 | 0 | 0 | 0 | [7 empty] | CORPORATE |  | ROBERT SANNA | FOREST CITY MYRTLE ASSOCIATES,LL | ONE METROTECH CENTER | BROOKLYN NY 11201 | 7189238400 | FILING HEREWITH FOR INSTALLATION OF NON LOADD BEARING PARTITIONS AND CEI LING WORK AS PER PLANS ASSOCIATED WITH N B 301130005.
301658141 | 02 | BROOKLYN | 9 | METROTECH CENTER SOUTH | 02047 | 00040 | 3348771 | A2 | P | APPROVED | 2003-10-23 | OTHER | 310 | [7 empty] | X | X | [11 empty] | MS.BARBARA CALAMUSA | RA | 0022528 | Y | 2003-10-20 | 2003-10-20 | 2003-10-21 | 0 | 0 | 0 | 2000 | 100 | STANDARD | 0 |  |  | 0 | 0 | 19 | 299 | 0 |  |  |  | C6-1 | [10 empty] | FILING HEREWITH FOR HVAC DUCTWORK ANDPLU MBING WORK AS PER PLANS ASSOCIA ED WITH NB 301130005.
301639476 | 01 | BROOKLYN | 539 | BERGEN STREET | 01136 | 00065 | 3027835 | A2 | F | ASSIGNED TO P/E | 2003-10-23 | OTHER | 308 | [9 empty] | X | [10 empty] | JUHEE LEE-HARTFORD | RA | 0027871 |  | 2003-10-20 | 2003-10-20 | 2003-10-21 | 2003-10-23 | 0 | 0 | 0 | 100 | STANDARD | 0 |  |  | 0 | 0 | 0 | 0 | 0 | [7 empty] | INDIVIDUAL |  | MICHAELLA BLISSETT | N/A | 539 BERGEN STREET APT 1L | BROOKLYN NY 11217 | 7186236461 | REPLACE EXISTING BOILER WITH PEERLESS SC /SCT-08. THERE WILL BE NO CHANG IN OCCUPANCY OR EGRESS ON THIS PROJECT.
301653191 | 01 | BROOKLYN | 154 | POWERS STREET | 02782 | 00014 | 3069412 | A2 | J | P/E DISAPPROVED | 2003-10-23 | 1-2-3 FAMILY | 301 | [6 empty] | Y | X | X | [9 empty] | X | GEN CONST | Barry Holden | RA | 0027746 |  | 2003-10-20 | 2003-10-21 | 2003-10-21 | 2003-10-21 | 0 | 0 | 48000 | 321.45 | STANDARD | 0 |  |  | 0 | 0 | 3 | 35 | 1 |  | RES |  | C4-3 |  |  |  | INDIVIDUAL |  | Walter/Kate Smith/Muldown |  | 154 Powers St. | Brooklyn NY 11211 | 7183882881 | Removal of structurally unsound addition at rear of building + replacement of same; demolition of interior non-loadbearing partitions; construction of new partitions; installation of plumbing fixtures; no change to use egress, or occupancy.
301639485 | 01 | BROOKLYN | 1328 | FLATBUSH AVENUE | 05225 | 00047 | 3120814 | A2 | F | ASSIGNED TO P/E | 2003-10-22 | OTHER | 314 | [6 empty] | Y |  | X | [11 empty] | ATHANASSIOS A ASPOSTOLOPOULOS | PE | 0068760 |  | 2003-10-20 | 2003-10-22 | 2003-10-21 | 2003-10-22 | 0 | 0 | 10000 | 191.5 | STANDARD | 0 |  |  | 0 | 0 | 2 | 24 | 2 |  | RES |  | C2-3 | R6 |  |  | INDIVIDUAL |  | STEVE C TIAMFOK | N/A | 3517 CHURCH AVENUE | BROOKLYN NY 11203 | 7189410001 | INSTALL NEW HVAC SYSTEM. NO CHANGE IN USE, OCCUPANCY OR EGRESS
301639779 | 01 | BROOKLYN | 136 | CAMBRIDGE PLACE | 01980 | 00056 | 3056725 | A2 | P | APPROVED | 2003-10-24 | OTHER | 302 | [6 empty] | Y | [11 empty] | X | PARAPET | Anthony J Taylor | RA | 0025965 |  | 2003-10-21 | 2003-10-21 | 2003-10-21 | 2003-10-23 | 2003-10-24 | 0 | 45000 | 552 | STANDARD | 0 |  |  | 0 | 0 | 4 | 40 | 8 |  | J-2 |  | R8 |  |  |  | INDIVIDUAL |  | Al Santana | 136 Cambridge Place HDFC | 136 Cambridge Place | Brooklyn NY 11238 | 7186369747 | Restore parapet through roof as per plans filed herewith . No change in use egress or occupancy.
301639546 | 01 | BROOKLYN | 1413 | AVENUE T | 07293 | 00043 | 3196793 | A2 | P | APPROVED | 2003-10-22 | OTHER | 315 | [6 empty] | Y | X | X | [9 empty] | X | GC | Sal V Tartaglione | RA | 0022382 | Y | 2003-10-21 | 2003-10-21 | 2003-10-21 | 0 | 2003-10-22 | 0 | 12000 | 212.1 | EXEMPT | 0 |  |  | 0 | 0 | 2 | 30 | 0 |  | PUB |  | R5 |  |  |  | CORPORATE | Y | John C Bowers | Homecrest Presbyterian Church | 1413 Avenue T | Brooklyn NY 11229 | 7186274942 | Propose to make interior partition changes, install plumbing fixtures, installation of A/C unit and relocate boiler and furnace as per plans. There is no change in use, occupancy or egress.
301653351 | 01 | BROOKLYN | 608 | BRIGHTON BEACH AVENUE | 08691 | 00049 | 3245112 | A2 | F | ASSIGNED TO P/E | 2003-10-23 | OTHER | 313 | [8 empty] | X | [9 empty] | X | GEN CONST | ROY EUKER | RA | 0008074 |  | 2003-10-21 | 2003-10-21 | 2003-10-21 | 2003-10-23 | 0 | 0 | 31000 | 407.8 | STANDARD | 0 |  |  | 0 | 0 | 0 | 0 | 0 |  |  |  | C1-2 |  |  |  | INDIVIDUAL |  | BERNARD KLEIN | N/A | 295 CORBIN PLACE | BROOKLYN NY 11235 | 7186469065 | PARTITIONS, HUNG CEILING, FLOORING, SHEL VING, HVAC, NO CHANGE IN USE, O CUPANCOR EGRESS
301639573 | 01 | BROOKLYN | 49 | TROUTMAN STREET | 03171 | 00059 | 3072225 | A2 | P | APPROVED | 2003-10-24 | OTHER | 304 | [6 empty] | Y | [11 empty] | X | GC | Ainsley A Ferraro | PE | 0062079 |  | 2003-10-21 | 2003-10-21 | 2003-10-21 | 2003-10-23 | 2003-10-24 | 0 | 7000 | 160.6 | STANDARD | 0 |  |  | 0 | 0 | 2 | 20 | 4 |  | RES |  | C2-3 | R6 |  |  | GOVERNMENT |  | Eugene McArdle | HPD Division of Enforcement Serv | 100 Gold Street | New York NY 10038 | 2128637870 | Replace 12 floor beams at rear of building. Repair affected floors, walls and ceiling. No changes to uses, egress or occupancy.
301639608 | 02 | BROOKLYN | 139 | FLATBUSH AVENUE | 02001 | 00001 | 3814783 | A2 | D | A/P ENTIRE | 2003-10-21 | OTHER | 302 | [7 empty] | X | X | [11 empty] | ALEXANDER BALSAM | RA | 0020641 |  | 2003-10-21 | 2003-10-21 | 2003-10-21 | 0 | 0 | 0 | 2000 | 100 | STANDARD | 0 |  |  | 0 | 0 | 14 | 210 | 0 |  |  |  | C6-4 | [10 empty] | MECHANICAL AND PLUMBING CHANGES ON THE 8TH, 9TH, 10TH AND PENTHOUSE AS INDICATED ON DRAWINGS. NO CHANGE IN USE, EGRESS OR OCCUPANCY. NO CHANGE TO LL#5/73 COMPLIANCE. THIS PROJECT IS FILED IN CONJUNCTION WITH NB 301108735.
301639608 | 03 | BROOKLYN | 139 | FLATBUSH AVENUE | 02001 | 00001 | 3814783 | A2 | D | A/P ENTIRE | 2003-10-21 | OTHER | 302 | [18 empty] | X | STRUCTURAL | JEFFREY E SMILOW | PE | 0060728 |  | 2003-10-21 | 2003-10-21 | 2003-10-21 | 0 | 0 | 0 | 1000 | 100 | STANDARD | 0 |  |  | 0 | 0 | 0 | 0 | 0 | [14 empty] | STRUCTURAL CHANGES ON THE 8TH, 9TH, 10TH AND PENTHOUSE LEVEL AS INDICATED ON DRAWINGS.
301658267 | 01 | BROOKLYN | 338 | PROSPECT PLACE | 01160 | 07501 | 3250940 | A2 | R | PERMIT-ENTIRE | 2003-10-24 | OTHER | 308 | [6 empty] | Y | [11 empty] | X | GENERAL CONSTR | Radu Marinescu | PE | 0069023 | Y | 2003-10-21 | 2003-10-21 | 2003-10-21 | 0 | 2003-10-22 | 2003-10-24 | 484000 | 5073.7 | STANDARD | 0 |  |  | 0 | 0 | 5 | 50 | 52 |  | RES |  | R6B | [5 empty] | Jo-Ann Simpson | Rivera Court Condo. Association | 338 Prospect Place | Brooklyn NY 11238 | 2125194531 | Roofing replacement and paving system installation along the main roof as well as structural reinforcement of the existing roof deck framing system; masonry repairs along the exterior facades, parapets and bulkhead walls; lintel and parapet removal/replacement. NO CHANGE IN USE, EGRESS OR OCCUPANCY.
301658276 | 01 | BROOKLYN | 3202 | EMMONS AVENUE | 08815 | 00525 | 3255299 | A2 | P | APPROVED | 2003-10-22 | OTHER | 315 | [6 empty] | Y | X | [10 empty] | X | GEN.CONST. | Julio Leder-Luis | RA | 0020478 | Y | 2003-10-21 | 2003-10-21 | 2003-10-21 | 0 | 2003-10-22 | 0 | 21000 | 304.8 | STANDARD | 0 |  |  | 0 | 0 | 1 | 12 | 0 |  | F-4 |  | C2-2 |  |  | SB | CORPORATE |  | Andrew R Levenbaum | Sheephead Landing LLC | 424 New York Avenue | Huntington NY 11743 | 6314238851 | Plumbing work for existing commercial spaces. New 2 inch water service. No change in egress, use or occupancy.
301639742 | 01 | BROOKLYN | 145 | BROOKLYN AVENUE | 01229 | 00001 | 3031049 | A2 | F | ASSIGNED TO P/E | 2003-10-23 | OTHER | 308 | [6 empty] | Y |  | X |  |  | X | [8 empty] | Ashok M Raiji | PE | 0065539 |  | 2003-10-21 | 2003-10-21 | 2003-10-21 | 2003-10-23 | 0 | 0 | 183570 | 2018.7 | EXEMPT | 0 |  |  | 0 | 0 | 2 | 38 | 0 |  | F-3 |  | PARK |  |  |  | GOVERNMENT | Y | Michael Nastasi | NYC Dept of Design &Construction | 30-30 Thomson Avenue | LIC NY 11101 | 7183911174 | Relocation of existing emergency generator and 400 gallon fuel tank. This application is filed in conjunction with ALT I #301563564. No change to use, egress or occupancy.
301658294 | 01 | BROOKLYN | 1917 | CROPSEY AVENUE | 06439 | 00003 | 3168707 | A2 | F | ASSIGNED TO P/E | 2003-10-23 | OTHER | 311 | [6 empty] | Y | [11 empty] | X | GC | carl giangrande | RA | 0023019 |  | 2003-10-21 | 2003-10-21 | 2003-10-21 | 2003-10-23 | 0 | 0 | 4000 | 120 | STANDARD | 0 |  |  | 0 | 0 | 4 | 40 | 12 |  | RES |  | R5 |  |  |  | INDIVIDUAL |  | Sally Frischberg | - | 1917 Cropsey Avenue | Brooklyn NY 11224 | 7183778336 | filing for the sealing of dumbwaiters at cellar and installation of floor for new closet
301639804 | 01 | BROOKLYN | 1108 | LAWN COURT | 08810 | 00088 | 3247981 | A2 | P | APPROVED | 2003-10-23 | OTHER | 315 | [6 empty] | Y | X | [5 empty] | X | [6 empty] | Miro C Stracar | PE | 0072981 | Y | 2003-10-22 | 2003-10-22 | 2003-10-21 | 0 | 2003-10-23 | 0 | 2000 | 100 | STANDARD | 0 |  |  | 0 | 0 | 6 | 70 | 18 |  | J-2 |  | R6 |  |  |  | PARTNERSHIP |  | Sergey Guberman | 3411 Guider Ave Realty, LLC | 2500 65th Street | Brooklyn NY 11204 | 7183367701 | Install new Sprinkler System as per enclosed plans. Filed in conjunction with NB application #301555038. No change to use, egress, or occupancy.
301639813 | 01 | BROOKLYN | 8910 | 3 AVENUE | 06063 | 00041 | 3154134 | A2 | P | APPROVED | 2003-10-23 | OTHER | 310 | [6 empty] | Y | X | X | [11 empty] | Miro C Stracar | PE | 0072981 | Y | 2003-10-22 | 2003-10-22 | 2003-10-21 | 0 | 2003-10-23 | 0 | 11000 | 201.8 | STANDARD | 0 |  |  | 0 | 0 | 2 | 20 | 1 |  | RES |  | C1-2 | R6 |  |  | INDIVIDUAL |  | George Yakobic | George Yakobic | 8910 3 Avenue | Brooklyn NY 11209 | 7189210003 | Install one roof top HVAC unit (5ton) with related ductwork and piping. No change to use egress or occupancy.
301639822 | 01 | BROOKLYN | 755 | EASTERN PARKWAY | 01264 | 00052 | 3032785 | A2 | P | APPROVED | 2003-10-23 | OTHER | 308 | [6 empty] | Y | X |  | X | [10 empty] | Miro C Stracar | PE | 0072981 | Y | 2003-10-22 | 2003-10-22 | 2003-10-21 | 0 | 2003-10-23 | 0 | 14000 | 232.7 | STANDARD | 0 |  |  | 0 | 0 | 4 | 40 | 8 |  | G |  | R6 |  |  |  | INDIVIDUAL |  | Desmond Kowlessar | Desmond Kowlessar | 755 Eastern Parkway | Brooklyn NY 11213 | 7184939290 | Install (replace) one gas fired boiler and one (1) hot water heater and connect to existing piping. No change to use egress or occupancy.
301658533 | 01 | BROOKLYN | 426 | 55 STREET | 00831 | 00017 | 3014945 | A2 | P | APPROVED | 2003-10-23 | 1-2-3 FAMILY | 307 | [6 empty] | Y | X | [10 empty] | X | INCREASE FAR | Jorge Bosch | RA | 0028697 | Y | 2003-10-22 | 2003-10-22 | 2003-10-21 | 0 | 2003-10-23 | 0 | 7000 | 110.3 | STANDARD | 0 |  |  | 0 | 0 | 3 | 30 | 2 |  | J-3 |  | R6 |  |  |  | INDIVIDUAL |  | Medina Segundo |  | 426 55 Street | Brooklyn NY 11028 | 7184920412 | Lower 8" from the existing floor level in the cellar. In addition, two new stairs from the cellar to outside and a half bathroom in the cellar. Also remove a violation.
301639886 | 01 | BROOKLYN | 1188 | FLUSHING AVENUE | 03167 | 00029 | 3323455 | A2 | P | APPROVED | 2003-10-24 | OTHER | 304 | [6 empty] | Y | X | [5 empty] | X | [6 empty] | Michael D Just | RA | 0018270 |  | 2003-10-22 | 2003-10-22 | 2003-10-21 | 2003-10-23 | 2003-10-24 | 0 | 46000 | 562.3 | STANDARD | 0 |  |  | 0 | 0 | 1 | 25 | 0 |  | COM |  | M1-1 |  |  |  | CORPORATE |  | Andres Mery | 1204 Flushing Avenue Realty Corp | 1188 Flushing Avenue | Brooklyn NY 11237 | 7183813731 | Modify existing sprinkler system and install new sprinkler main indicated on drawings filed herewith. No change in Use Egress or Occupancy under this application.
301658542 | 01 | BROOKLYN | 13-17 | FLATBUSH AVENUE | 02106 | 00026 | 3059165 | A2 | P | APPROVED | 2003-10-23 | OTHER | 302 | [6 empty] | Y | [8 empty] | X |  |  | X | CONSTRUCTION | Reuben Gross | RA | 0019542 | Y | 2003-10-22 | 2003-10-22 | 2003-10-21 | 0 | 2003-10-23 | 0 | 15000 | 393 | STANDARD | 0 |  |  | 0 | 0 | 2 | 25 | 0 |  | COM |  | C6-4 |  |  |  | CORPORATE |  | Aaron Stauber | Vance Associates, LLC | 1000 Huyler Street | Teterboro NJ 07608 | 2013930600 | New stucco veneer at existing 2-story building. No change to use or occupancy under this application
301658560 | 01 | BROOKLYN | 2007 | LINDEN BOULEVARD | 04325 | 00024 | 3097353 | A2 | P | APPROVED | 2003-10-24 | OTHER | 305 | [6 empty] | Y | X | [8 empty] | X |  |  |  | KWONG T SEUNG | PE | 0053953 |  | 2003-10-22 | 2003-10-22 | 2003-10-21 | 0 | 2003-10-24 | 0 | 2200 | 100 | STANDARD | 0 |  |  | 0 | 0 | 3 | 30 | 0 |  | F-4 |  | R6 |  |  |  | INDIVIDUAL |  | DHANMATTIE BOODHOO | STRAWBERRY PATCH DAYCARE CENTER | 2007 LINDEN BLVD. | BROOKLYN NY 11207 | 7182351752 | INSTALL AUTOMATIC FIRE SUPPRESSION SYSTEM IN EXISTING KITCHEN RANGEHOOD. NO CHANGE IN USE, EGRESS AND OCCUPANCY.COOKING EQUIPMENTS WERE FIELD UNDER CASE# 301568024.
301653486 | 01 | BROOKLYN | 1930 | RALPH AVENUE | 07763 | 00001 | 3214956 | A2 | J | P/E DISAPPROVED | 2003-10-24 | OTHER | 318 | [6 empty] | Y | X | X | [7 empty] | X |  | X | GEN CONST | Anthony J Lee | RA | 0017269 |  | 2003-10-21 | 2003-10-22 | 2003-10-22 | 2003-10-23 | 0 | 0 | 24000 | 335.7 | STANDARD | 0 |  |  | 0 | 0 | 1 | 15 | 0 |  | COM |  | C2-2 | R3-2 |  |  | PARTNERSHIP |  | Joseph Jermal | Flatlands Shopping Center Assoc. | 110 W 34th Street | New York NY 10001 | 2122398580 | Install plumbing fixtures, minor partitions, kitchen exhaust system and fire suppression system for an existing store in a shopping center. Install partition in cellar. No change in use, egress or occupancy under this application.
301658123 | 01 | BROOKLYN | 415 | EAST 80 STREET | 07918 | 00001 | 3330910 | A2 | P | APPROVED | 2003-10-24 | OTHER | 318 | [6 empty] | Y | X | [10 empty] | X | CONSTRUCTION | James Vassalotti | RA | 0013629 |  | 2003-10-20 | 2003-10-22 | 2003-10-22 | 2003-10-23 | 2003-10-24 | 0 | 10000 | 191.5 | STANDARD | 0 |  |  | 0 | 0 | 1 | 10 | 0 |  | E |  | M1-1 |  |  |  | CORPORATE |  | Richard Froelinger | BP Products No. America | 28100 Torch Pkwy | Warren IL 60555 | 2013317010 | Propose to install a metal canopy over pump island as per plans filed herewith. No change in use egress or occupancy.
301639671 | 01 | BROOKLYN | 3040 | WEST 22 STREET | 07071 | 00019 | 3849398 | A2 | J | P/E DISAPPROVED | 2003-10-24 | OTHER | 313 | [6 empty] | Y | [11 empty] | X | STRUCTURAL | Louis` Sanchez | PE | 0046307 |  | 2003-10-21 | 2003-10-22 | 2003-10-22 | 2003-10-23 | 0 | 0 | 1000 | 100 | STANDARD | 0 |  |  | 0 | 0 | 6 | 62 | 36 |  | J-2 |  | R5 |  |  |  | PARTNERSHIP |  | David Winiarsky | 10 Statford Associates | 1030 Ocean Parkway | Brooklyn NY 11226 | 7184210758 | Structural drawings filed in conjunction with the new building application #301111384
301653477 | 01 | BROOKLYN | 2228 | GERRITSEN AVENUE | 07370 | 00010 | 3336727 | A2 | P | APPROVED | 2003-10-23 | OTHER | 315 | [6 empty] | Y | X | X | [6 empty] | X |  |  | X | ENL | John V Catapano | PE | 0070884 | Y | 2003-10-21 | 2003-10-22 | 2003-10-22 | 0 | 2003-10-23 | 0 | 150000 | 2323.62 | STANDARD | 0 |  |  | 2194 | 0 | 1 | 21 | 0 |  | E |  | C2-2 |  |  |  | INDIVIDUAL |  | Harry Singh |  | 2773 Nostrand Avenue | Brooklyn NY 11210 | 5166262344 | Proposed rear extension of existing carwash building, remove part of existing carwash tunnel and sales office, replace existing roof with new. Refacing existing service station building walls, all as per plans. No change in occupancy and Use.
301658123 | 02 | BROOKLYN | 415 | EAST 80 STREET | 07918 | 00001 | 3330910 | A2 | P | APPROVED | 2003-10-24 | OTHER | 318 | [6 empty] | Y | [11 empty] | X | Metal Canopy | E. Burrel Fisher | PE | 0045470 |  | 2003-10-21 | 2003-10-22 | 2003-10-22 | 0 | 0 | 0 | 20000 | 294.5 | STANDARD | 0 |  |  | 0 | 0 | 0 | 0 | 0 | [14 empty] | Propose to install metal canopy as per Mohawk Mfg dwg 03-116R1 Fisher Engineer# 03-066-G plans filed herewith. No change in use egress or occupancy.
301653306 | 01 | BROOKLYN | 537 | 5 AVENUE | 01042 | 00009 | 3023693 | A2 | P | APPROVED | 2003-10-23 | OTHER | 306 | [6 empty] | Y | X | X | [9 empty] | X | ENL | David Silberman | PE | 0059599 | Y | 2003-10-22 | 2003-10-22 | 2003-10-22 | 0 | 2003-10-23 | 0 | 76500 | 1149.66 | STANDARD | 0 |  |  | 1050 | 0 | 3 | 32 | 4 |  | COM |  | C4-3 | R6 |  |  | INDIVIDUAL |  | Nelson Abreu | Princess Pizza | 535 5th. Avenue | Brooklyn NY 11215 | 7189650259 | Renovate existing three story building DAMAGED BY FIRE, Built extension 15.0' x 25.0' first thru third floor , ( No change in egress , use or occupancy )
301658374 | 01 | BROOKLYN | 5123 | 18 AVENUE | 05468 | 00001 | 3129715 | A2 | J | P/E DISAPPROVED | 2003-10-24 | OTHER | 312 | [6 empty] | Y | [11 empty] | X | G.C. | Ernest Keller | RA | 0007362 |  | 2003-10-22 | 2003-10-22 | 2003-10-22 | 2003-10-23 | 0 | 0 | 5000 | 140 | STANDARD | 0 |  |  | 0 | 0 | 1 | 14 | 0 |  | COM |  | R5 |  |  |  | INDIVIDUAL |  | SAMUEL GOLDBERG |  | 5406 12th AVENUE | BROOKLYN NY 11219 | 7184383445 | Remove existing interior partitions and plumbing fixtures, replace sub flooring and roof beams as required, Cap any respective utility lines. "No change to use, egress or occupancy."
301658383 | 01 | BROOKLYN | 1407 | LINDEN BOULEVARD | 03634 | 00001 | 3326604 | A2 | P | APPROVED | 2003-10-23 | OTHER | 316 | [6 empty] | Y | [11 empty] | X | FACADE REPAIR | DOMINIC PICINICH | RA | 0026162 |  | 2003-10-22 | 2003-10-22 | 2003-10-22 | 2003-10-23 | 2003-10-23 | 0 | 230000 | 2457.5 | STANDARD | 0 |  |  | 0 | 0 | 14 | 140 | 125 |  | RES |  | R6 |  |  |  | CORPORATE |  | ANNIE WISE | EARL W. JIMMERSON HOUSING, INC | 1411 LINDEN BLVD, apt 11G | BROOKLYN NY 11212 | 2129960200 | MASONRY REPAIRS AS PER PLANS FILED HEREWITH. NO CHANGE IN OCCUPANCY USE OR EGRESS.
301639984 | 01 | BROOKLYN | 2935 | ATLANTIC AVENUE | 03953 | 00052 | 3087981 | A2 | P | APPROVED | 2003-10-24 | OTHER | 305 | [6 empty] | Y | X | [12 empty] | Joseph D Martines | PE | 0066972 |  | 2003-10-22 | 2003-10-22 | 2003-10-22 | 2003-10-23 | 2003-10-24 | 0 | 3000 | 100 | STANDARD | 0 |  |  | 0 | 0 | 3 | 35 | 4 |  | COM |  | M1-1 |  |  |  | INDIVIDUAL |  | Alberto Peralta | N/A | 2935 Atlantic Avenue | Brooklyn NY 11207 | 7182772812 | Herewith filing for a new three-inch sprinkler water service in conjunction with sprinkler application #301377819. There are no proposed changes in use, egress or occupancy under this application.
301653342 | 01 | BROOKLYN | 747 | MANHATTAN AVENUE | 02619 | 00012 | 3065583 | A2 | P | APPROVED | 2003-10-23 | 1-2-3 FAMILY | 301 | [6 empty] | Y | [11 empty] | X | GEN CONST | Kenneth W Hudes | RA | 0266951 | Y | 2003-10-22 | 2003-10-22 | 2003-10-22 | 0 | 2003-10-23 | 0 | 2000 | 100 | STANDARD | 0 |  |  | 0 | 0 | 2 | 35 | 2 |  | J-3 |  | C4-3 |  |  |  | INDIVIDUAL |  | Jean Taylor | 747 Manhattan Realty | 747 Manhattan Avenue | Brooklyn NY 11222 | 7183897437 | Replacement of all door. Repair of flooring. Minor partition changes. No change in use, occupancy, or egress.
301639993 | 01 | BROOKLYN | 585 | SCHENECTADY AVENUE | 04602 | 00005 | 3327565 | A2 | F | ASSIGNED TO P/E | 2003-10-23 | OTHER | 309 | [6 empty] | Y |  | X | [9 empty] | X | GC | Richard Dattner | RA | 0008741 |  | 2003-10-22 | 2003-10-22 | 2003-10-22 | 2003-10-23 | 0 | 0 | 125000 | 1376 | EXEMPT | 0 |  |  | 0 | 0 | 1 | 15 | 0 |  | PUB |  | R6 |  |  |  | CORPORATE | Y | James Cullen | Kingsbrook Jewish Medical Center | 585 Schenectady Avenue | Brooklyn NY 11203 | 7186045000 | Erection of non-bearing partition walls and roof top air conditioner with associated ductwork. No change in use, occupancy or egress.
301640062 | 01 | BROOKLYN | 300 | CADMAN PLAZA WEST | 00239 | 00001 | 3001937 | A2 | P | APPROVED | 2003-10-24 | OTHER | 302 | [6 empty] | Y | [11 empty] | X | PARTITIONS | Scott D Goodwill | PE | 0070911 | Y | 2003-10-22 | 2003-10-22 | 2003-10-22 | 0 | 2003-10-24 | 0 | 75000 | 861 | STANDARD | 0 |  |  | 0 | 0 | 20 | 319 | 1 |  | E |  | C6-4 |  |  |  | PARTNERSHIP |  | William Sillery | Forest City Pierrepont Assoc. | 1 Metrotech Center North | Brooklyn NY 11201 | 7187223500 | Interior partitions on partial 4th floor as per plans filed herewith. No change in use egress or occupancy
301658132 | 01 | BROOKLYN | 195 | 28 STREET | 00661 | 00061 | 3009771 | A2 | F | ASSIGNED TO P/E | 2003-10-23 | OTHER | 307 | [7 empty] | X | [5 empty] | X | [6 empty] | OPIE ATHWAL | PE | 0057779 |  | 2003-10-20 | 2003-10-20 | 2003-10-23 | 2003-10-23 | 0 | 0 | 10000 | 191.5 | STANDARD | 0 |  |  | 0 | 0 | 1 | 21 | 0 |  | B-2 |  | M1-1D |  |  |  | CORPORATE |  | VINCENT D'ONOFRIO | D'ONOFRIO GENERAL CONTRACTORS | 202 28TH STREET | BROOKLYN NY 11232 | 7188325700 | FILLING OF SPRINKLER APPLICATION IN CONJ UNCTION WITH NEW BUILDING APPLI ATION #113/85. ALL AS PER PLANS FILED HE REWITH.
301658203 | 01 | BROOKLYN | 1112 | AVENUE O | 06758 | 00005 | 3181652 | A2 | F | ASSIGNED TO P/E | 2003-10-24 | OTHER | 314 | [14 empty] | X | [5 empty] | BORIS LEVIN | PE | 0073350 |  | 2003-10-21 | 2003-10-21 | 2003-10-23 | 2003-10-24 | 0 | 0 | 17000 | 263.6 | EXEMPT | 0 |  |  | 0 | 0 | 0 | 0 | 0 | [7 empty] | CORPORATE |  | JACK ROTENBERG | CONGREGATION BAIS | 1112 AVENUE O | BROOKLYN NY 11230 | 2122843796 | INSTALLATION OF FIRE ALARM SYSTEM IN CONJUNCTION WITH ALTERATION APPLICATION NO.300996297. NO CHANGE IN USE, EGRESS OR OCCUPANCY UNDER THIS APPLICATION.
301658221 | 01 | BROOKLYN | 3424 | QUENTIN ROAD | 07717 | 00056 | 3212909 | A2 | F | ASSIGNED TO P/E | 2003-10-24 | OTHER | 318 | [9 empty] | X | X | [9 empty] | HUGH W CHRYSLER | PE | 0076805 |  | 2003-10-21 | 2003-10-21 | 2003-10-23 | 2003-10-24 | 0 | 0 | 0 | 100 | STANDARD | 0 |  |  | 0 | 0 | 0 | 0 | 0 | [7 empty] | INDIVIDUAL |  | PETER FILOSA | PETER FILOSA | 2016 EAST 14 STREET | BROOKLYN NY 11229 | 7183362635 | REPLACE BOILER AND OIL BURNER.
301653404 | 01 | BROOKLYN | 9208 | RIDGE BOULEVARD | 06101 | 00041 | 3155025 | A2 | F | ASSIGNED TO P/E | 2003-10-24 | 1-2-3 FAMILY | 310 | [7 empty] | X | [10 empty] | X | GEN CONST | JOHN C HASKOPOULOS | RA | 0023654 |  | 2003-10-21 | 2003-10-21 | 2003-10-23 | 2003-10-24 | 0 | 0 | 20000 | 177.25 | STANDARD | 0 |  |  | 0 | 0 | 2 | 20 | 2 | [7 empty] | INDIVIDUAL |  | ANTHI TASTSIDIS | N/A | 9208 RIDGE BLOUVARD | BROOKLYN NY 11209 | 7186800547 | INTERIOR RENOVATION, REMOVAL AND INSTALLATION OF SOME NON-BEARING PARTITIONS AND FIXTURES.
301639626 | 01 | BROOKLYN | 2323 | EAST 12 STREET | 07396 | 00066 | 3201734 | A2 | P | APPROVED | 2003-10-24 | OTHER | 315 | [11 empty] | X | [8 empty] | NEAL M RUDIKOFF | PE | 0050579 | Y | 2003-10-21 | 2003-10-21 | 2003-10-23 | 0 | 2003-10-24 | 0 | 3000 | 100 | STANDARD | 0 |  |  | 0 | 0 | 0 | 0 | 0 | [7 empty] | PARTNERSHIP |  | JOHN DONATO | BAY PLAZA APTS. CO. LLC. | 1501 AVENUE V. | BROOKLYN NY 11229 | 7189987200 | CHANGE GRADE FUEL FROM #2 TO #4. NO CHAN GE IN EGRESS, OCCUPANCY OR USE NDER THIS APPLICATION.
301639635 | 01 | BROOKLYN | 1317 | EAST 14 STREET | 06743 | 00079 | 3180922 | A2 | P | APPROVED | 2003-10-23 | OTHER | 314 | [11 empty] | X | [8 empty] | NEAL M RUDIKOFF | PE | 0050579 | Y | 2003-10-21 | 2003-10-21 | 2003-10-23 | 0 | 2003-10-23 | 0 | 3000 | 100 | STANDARD | 0 |  |  | 0 | 0 | 0 | 0 | 0 | [7 empty] | PARTNERSHIP |  | JOHN DONATO | ROBEC APTS,CO,LLC | 151 AVENUE V | BROOKLYN NY 11229 | 7189987200 | CHANGE GRADE OF FUEL FROM #2 TO #4.
301639644 | 01 | BROOKLYN | 33 | 2 AVENUE | 00991 | 00006 | 3021539 | A2 | F | ASSIGNED TO P/E | 2003-10-24 | OTHER | 306 | [9 empty] | X | X | X | [6 empty] | X | TANK ENCLOSURE | ROBERT PEROTTO | PE | 0039622 |  | 2003-10-21 | 2003-10-21 | 2003-10-23 | 2003-10-24 | 0 | 0 | 1000 | 200 | STANDARD | 0 |  |  | 0 | 0 | 0 | 0 | 0 | [7 empty] | INDIVIDUAL |  | JACK MERMELSTEIN | N/A | 5307 17 AVENUE | BROOKLYN NY 11204 | 7188752000 | REPLACE OIL BURNER BOILER AND FUEL OIL TANK. ENCLOSE FUEL OIL TANK. NO CHANGE IN USE, EGRESS OR OCCUPANCY.
301653440 | 01 | BROOKLYN | 2252 | 63 STREET | 06552 | 00028 | 3172197 | A2 | P | APPROVED | 2003-10-23 | OTHER | 311 | [6 empty] | Y | X | [10 empty] | X | GEN CONST | KIM Y LIM | PE | 0061327 |  | 2003-10-21 | 2003-10-21 | 2003-10-23 | 0 | 2003-10-23 | 0 | 7000 | 160.6 | STANDARD | 0 |  |  | 0 | 0 | 2 | 32 | 4 |  | RES |  | R6 |  |  |  | INDIVIDUAL |  | YUK PING NG CHIU |  | 2252 63 STREET | BROOKLYN NY 11204 | 7188331607 | TO LEGALIZE EXISTING PARTITIONS AT CELLAR FOR (3) STORAGE ROOMS AT FRONT, AN EXISTING CLOSET. AN EXISTING 1/2 BATH WITH BOWL AND SINK. AN EXISTING FLOOR DRAIN. AN EXISTING LAUNDRY SINK AND COUNTER. AN EXISTING STORAGE ROOM IN REAR. NO CHANGE IN USE, OCCUPANCY AND EGRESS.
301658285 | 01 | BROOKLYN | 1231 | 43 STREET | 05598 | 00063 | 3135913 | A2 | F | ASSIGNED TO P/E | 2003-10-24 | OTHER | 312 | [9 empty] | X | [10 empty] | BORIS LEVIN | PE | 0073350 |  | 2003-10-21 | 2003-10-21 | 2003-10-23 | 2003-10-24 | 0 | 0 | 0 | 100 | STANDARD | 0 |  |  | 0 | 0 | 0 | 0 | 0 | [7 empty] | CORPORATE |  | SHULEM TWERSKY | MENUCHA REALTY CORP. | 4718 18TH AVENUE | BROOKLYN NY 11204 | 7188712050 | NO CHANGE IN USE, EGRESS OR OCCUPANCY UNDER THIS APPLICATION. REPLACEMENT OF OIL-FIRED BOILER.
301653501 | 01 | BROOKLYN | 1859 | EAST 22 STREET | 06828 | 00078 | 3184267 | A2 | P | APPROVED | 2003-10-24 | 1-2-3 FAMILY | 315 | [6 empty] | Y | X | X | [9 empty] | X | ENL | Fouad Farhat | PE | 0068825 |  | 2003-10-22 | 2003-10-23 | 2003-10-23 | 2003-10-23 | 2003-10-24 | 0 | 64000 | 462 | STANDARD | 0 |  |  | 500 | 0 | 2 | 21 | 1 |  | J-3 |  | R3-2 |  |  |  | INDIVIDUAL |  | Charles Armouth Levy | owner | 1859 East 22 Street | Brooklyn NY 11229 | 7183755148 | Proposed two story rear and side extensions,partitions,plumbing and mechanical,front and rear porches(No change in use, egress or occupancy).
301653510 | 01 | BROOKLYN | 2089 | EAST 4 STREET | 07107 | 00071 | 3191895 | A2 | J | P/E DISAPPROVED | 2003-10-24 | 1-2-3 FAMILY | 315 | [6 empty] | Y | X | X | [9 empty] | X | ENL | Fouad Farhat | PE | 0068825 |  | 2003-10-22 | 2003-10-23 | 2003-10-23 | 2003-10-23 | 0 | 0 | 47000 | 368.63 | STANDARD | 0 |  |  | 450 | 0 | 2 | 21 | 1 |  | J-3 |  | R3-1 |  |  | OP | INDIVIDUAL |  | Richard Franco | owner | 2089 east 4th. Street | Brooklyn NY 11223 | 7183752026 | Proposed First Floor Rear Extension,Second Floor Front Extension,Side Porch,Partitions,plumbing and mechanical(No Change in use, egress or occupancy).
301639902 | 01 | BROOKLYN | 1188 | METROPOLITAN AVENUE | 02945 | 00008 | 3330352 | A2 | F | ASSIGNED TO P/E | 2003-10-23 | OTHER | 301 | [18 empty] | X | STORAGE TANK | MIKHAIL GIMELFARB | PE | 0060315 |  | 2003-10-22 | 2003-10-22 | 2003-10-23 | 2003-10-23 | 0 | 0 | 120000 | 1324.5 | STANDARD | 0 |  |  | 0 | 0 | 0 | 0 | 0 | [7 empty] | CORPORATE |  | DENNIS FIRPO | DIECOR REALTY CORP. | 1176 METROPOLITAN AVE | BROOKLYN NY 11237 | 7183815050 | UPGRADE EXSITING 2,000 GALLON UNDERGROUN D STORAGE TANK FOR DIESEL MOTOR FUEL. INSTALL TWO (2) 6,000 GALLON FIBER GLASS UNDERGROUND STORAGE TANKS FOR GAS LINE STORAGE. INSTALL NEW FILLBOXES, FIB ERGLASS PIPING, DISPENSERS AND CONSTRUC NEW DISPENSER ISLANDS. NO CHANGE IN US E, OCCUPANCY OR EGRESS
301658551 | 01 | BROOKLYN | 669-671 | FULTON STREET | 02095 | 00053 | 3058611 | A2 | F | ASSIGNED TO P/E | 2003-10-24 | OTHER | 302 | [16 empty] | X |  |  |  | WINSTON SMITH | PE | 0063953 |  | 2003-10-22 | 2003-10-22 | 2003-10-23 | 2003-10-24 | 0 | 0 | 2000 | 100 | STANDARD | 0 |  |  | 0 | 0 | 0 | 0 | 0 | [7 empty] | INDIVIDUAL |  | DONNEL SMITH | N/A | 669-671 FULTON ST. | BROOKLYN NY 11217 | 9172023995 | FILING FOR INSTALLATION OF SUPPRESION SY STEM
301639911 | 01 | BROOKLYN | 8774 | BAY PARKWAY | 06447 | 00032 | 3168981 | A2 | F | ASSIGNED TO P/E | 2003-10-23 | OTHER | 311 | [15 empty] | X |  |  | X | GC | JOHN C HASKOPOULOS | RA | 0023654 |  | 2003-10-22 | 2003-10-22 | 2003-10-23 | 2003-10-23 | 0 | 0 | 7000 | 290.6 | STANDARD | 0 |  |  | 0 | 0 | 0 | 0 | 0 | [7 empty] | CORPORATE |  | HAL ORENSTEIN | MIKERIS, LLC | 8324 19TH AVE | BROOKLYN NY 11214 | 0 | REPLACE EXISITING DAMAGED STOREFRONT WIT H NEW TO MATCH EXISITNG IN EXIS ING OPENING.
301658579 | 01 | BROOKLYN | 139 | FLATBUSH AVENUE | 02001 | 00001 | 3814783 | A2 | P | APPROVED | 2003-10-24 | OTHER | 302 | [6 empty] | Y | X | X | [9 empty] | X | GENERAL CONST. | Nicholas J Tricarico | RA | 0012094 | Y | 2003-10-22 | 2003-10-23 | 2003-10-23 | 0 | 2003-10-24 | 0 | 3000 | 100 | STANDARD | 0 |  |  | 0 | 0 | 14 | 210 | 0 |  | C |  | C6-4 |  |  |  | CORPORATE |  | Robert Sanna | F.C. Hanson Associates, LLC | 1 Metrotech Center North | Brooklyn NY 11201 | 7189238400 | General construction mechanical and plumbing work associated with tenant build-out space for "The Childern's Place" store as per plans filed herewith. No change in use, egress or occupancy. Filed in conjunction with new building #301108735.
301640080 | 01 | BROOKLYN | 2026 | CONEY ISLAND AVENUE | 06666 | 00020 | 3177586 | A2 | P | APPROVED | 2003-10-23 | OTHER | 315 | [6 empty] | Y | [9 empty] | X |  |  |  | Moon S Hahn | PE | 0053541 |  | 2003-10-23 | 2003-10-23 | 2003-10-23 | 0 | 2003-10-23 | 0 | 3000 | 100 | STANDARD | 0 |  |  | 0 | 0 | 0 | 0 | 0 |  |  |  | R5 |  |  |  | PARTNERSHIP |  | Heather Vogel | KFC of America, Inc. | 1900 Colonel Sanders Ln. | Luisville KY 40213 | 5028748111 | Upgrade exist. fire suppression system, as shown on plan. No change in use, occupancy, or egress.
301640099 | 01 | BROOKLYN | 2137 | NOSTRAND AVENUE | 07558 | 00043 | 3205910 | A2 | P | APPROVED | 2003-10-23 | OTHER | 314 | [6 empty] | Y | [9 empty] | X |  |  |  | Moon S Hahn | PE | 0053541 |  | 2003-10-23 | 2003-10-23 | 2003-10-23 | 0 | 2003-10-23 | 0 | 3000 | 100 | STANDARD | 0 |  |  | 0 | 0 | 0 | 0 | 0 |  |  |  | R5 |  |  |  | CORPORATE |  | Gary Monie | Popyork,LLC | 1 Commercial Drive | Florida NY 10921 | 8456511880 | Upgrade exist. fire suppression system, as shown on plan. No change in use, occupancy, or egress.
301640106 | 01 | BROOKLYN | 2611 | BATH AVENUE | 06882 | 00004 | 3186393 | A2 | P | APPROVED | 2003-10-23 | OTHER | 313 | [6 empty] | Y | X | [8 empty] | X |  |  |  | Moon S Hahn | PE | 0053541 |  | 2003-10-23 | 2003-10-23 | 2003-10-23 | 0 | 2003-10-23 | 0 | 3000 | 100 | STANDARD | 0 |  |  | 0 | 0 | 2 | 30 | 0 |  | F-4 |  | R5 |  |  |  | CORPORATE |  | William J Zarcone | Xarc's Inc. DBA Bluez | 2611 Bath Ave. | Bkyn NY 11214 | 7182657700 | Install fire suppression system, as shown on plan. No change in use, occupancy, or egress.
301640115 | 01 | BROOKLYN | 88 | SUYDAM STREET | 03215 | 00024 | 3073084 | A2 | P | APPROVED | 2003-10-23 | OTHER | 304 | [6 empty] | Y | X | [8 empty] | X |  |  |  | Moon S Hahn | PE | 0053541 |  | 2003-10-23 | 2003-10-23 | 2003-10-23 | 0 | 2003-10-23 | 0 | 3000 | 100 | STANDARD | 0 |  |  | 0 | 0 | 2 | 20 | 0 |  | F-4 |  | C2-3 | R6 |  |  | PARTNERSHIP |  | Maximo Tigsi | N/A | 88 Suydam St. | Bkyn NY 11221 | 7184430202 | Install fire suppression system, as shown on plan. No change in use, occupancy, oe egress.
301640151 | 01 | BROOKLYN | 75 | PROSPECT STREET | 00064 | 00025 | 3000163 | A2 | F | ASSIGNED TO P/E | 2003-10-24 | OTHER | 302 | [6 empty] | Y | [7 empty] | X | [5 empty] | Christopher G Scheck | PE | 0068648 |  | 2003-10-23 | 2003-10-23 | 2003-10-23 | 2003-10-24 | 0 | 0 | 30000 | 397.5 | EXEMPT | 0 |  |  | 0 | 0 | 9 | 99 | 0 |  | COM |  | M1-6 |  |  |  | CORPORATE | Y | Max H Larson | Watchtower Bible & Tract Society | 25 Columbia Heights | Brooklyn NY 11201 | 7185605000 | Existing approved interior fire alarm system to receive a new smoke detection system for elevator recall. The new smoke detection panel shall interface with the existing approved ACME coded interior fire alarm panel. No change to use, egress or occupancy.
301640160 | 01 | BROOKLYN | 124 | COLUMBIA HEIGHTS | 00208 | 00106 | 3001482 | A2 | F | ASSIGNED TO P/E | 2003-10-24 | OTHER | 302 |  | Y |  |  |  |  | Y | [7 empty] | X | [5 empty] | Keith N Cady | RA | 0027143 |  | 2003-10-23 | 2003-10-23 | 2003-10-23 | 2003-10-24 | 0 | 0 | 40000 | 500.5 | EXEMPT | 0 |  |  | 0 | 0 | 9 | 90 | 237 |  | J-2 |  | LH-1 | R6 |  |  | CORPORATE | Y | Max H Larson | Watchtower Bible & Tract Society | 25 Columbia Heights | Brooklyn NY 11201 | 7185605000 | Existing approved interior fire alarm system to receive a new smoke detection system in the sub cellar. This system to include smoke detectors in the mechanical equipment room, new control relay, new coding transmitter, new interface relay and new sprinkler tamper switches. No change to use, egress or
301658597 | 01 | BROOKLYN | 653 | SCHENCK AVENUE | 04307 | 00001 | 3329332 | A2 | P | APPROVED | 2003-10-24 | OTHER | 305 | [6 empty] | Y |  | X | [11 empty] | Robert M Scarano Jr. | RA | 0017739 | Y | 2003-10-23 | 2003-10-23 | 2003-10-23 | 0 | 2003-10-24 | 0 | 30000 | 397.5 | STANDARD | 0 |  |  | 0 | 0 | 2 | 25 | 0 |  | PUB |  | R5 |  |  |  | INDIVIDUAL |  | John Sullivan | Church of the Town of New Lots | 653 Schenck Avenue | Brooklyn NY 11207 | 7187676200 | Installation of new compressor and obtain an equipment use permit. No change proposed to use, occupancy or egress under this application.
301649287 | 02 | BROOKLYN | 257 | AVENUE U | 07102 | 00044 | 3191383 | A2 | P | APPROVED | 2003-10-23 | OTHER | 311 | [9 empty] | X | [10 empty] | RALPH CHIARO | PE | 0038313 |  | 2003-10-23 | 2003-10-23 | 2003-10-23 | 0 | 0 | 0 | 1000 | 100 | STANDARD | 0 |  |  | 0 | 0 | 0 | 0 | 0 | [14 empty] | ADDING NEW WORK TYPE FOR BOILER.
301658481 | 01 | BROOKLYN | 596 | EASTERN PARKWAY | 01269 | 00029 | 3032938 | A2 | P | APPROVED | 2003-10-23 | 1-2-3 FAMILY | 309 | [6 empty] | Y | X | [12 empty] | KAMAR AUDU | RA | 0026013 |  | 2003-10-23 | 2003-10-23 | 2003-10-23 | 2003-10-23 | 2003-10-23 | 0 | 4700 | 100 | STANDARD | 0 |  |  | 0 | 0 | 3 | 30 | 3 |  | RES |  | R7-1 |  |  |  | INDIVIDUAL |  | LEROY JAMES | N/A | 111-27 133RD STREET | JAMAICA NY 11420 | 7186596605 | INSTALLATION OF THREE (3) HOT WATER HEATER /BOILER MANUFACTURED BY COSMOGAS, MODEL #10/20, 87,000 BTUH INPUT, MEA #389-99-M. THIS APPLICATION WILL SUPERSEDE PRA APPL #300010761. NO CHANGES IN USE, OCCUPANCY OR EGRESS.
103599526 | 01 | BROOKLYN | 50 | WEST 57 STREET | 01272 | 00066 | 1035058 | A2 | P | APPROVED | 2003-10-24 | OTHER | 105 | [6 empty] | Y | [9 empty] | X |  |  |  | Moon S Hahn | PE | 0053541 |  | 2003-10-23 | 2003-10-23 | 2003-10-23 | 2003-10-24 | 2003-10-24 | 0 | 3000 | 100 | STANDARD | 0 |  |  | 0 | 0 | 0 | 0 | 0 |  |  |  | R5 |  |  |  | PARTNERSHIP |  | Sasha Muniak | Mangia 57 | 50 W 57 St. | NY NY 10019 | 2125825882 | Upgrade exist. fire suppression system, as shown on plan. No change in use, occupancy, or egress.
301653645 | 01 | BROOKLYN | 2106 | REGENT PLACE | 05125 | 00046 | 3117650 | A2 | J | P/E DISAPPROVED | 2003-10-24 | OTHER | 314 | [6 empty] | Y | X | [10 empty] | X | GEN CONST | Lewis E Garfinkel | RA | 0025123 |  | 2003-10-23 | 2003-10-23 | 2003-10-23 | 2003-10-23 | 0 | 0 | 15000 | 243 | STANDARD | 0 |  |  | 0 | 0 | 4 | 40 | 8 |  | RES |  | R7-1 |  |  |  | PARTNERSHIP |  | Ari Schwartz | 2106 Regent LLC | PO Box 100492 | Brooklyn NY 11210 | 7186290972 | INTERIOR RENOVATION. NEW PLUMBING AS PER PLAN. NO CHANGE TO USE, EGRESS OR OCCUPANCY
301653690 | 01 | BROOKLYN | 295 | 21 STREET | 00891 | 00050 | 3324909 | A2 | F | ASSIGNED TO P/E | 2003-10-24 | 1-2-3 FAMILY | 307 | [6 empty] | Y | X | [5 empty] | X | [6 empty] | JOSE MARTINEZ | RA | 16452 |  | 2003-10-23 | 2003-10-23 | 2003-10-23 | 2003-10-24 | 0 | 0 | 10000 | 191.5 | STANDARD | 0 |  |  | 0 | 0 | 3 | 31 | 2 |  | RES |  | R6 |  |  |  | INDIVIDUAL |  | JAN SKRODSZKI | OWNER | 1027 64 ST. | BROOKLYN NY 11219 | 7184397866 | INSTALLATION OF WET TYPE SPRINKLER SYSTEM AND MAIN. FILED IN CONJUNCTION W/ JOB # FOR ENLARGEMENT AND CONVERSION TO TWO FAMILY DWELLING OF EXISTING ONE FAMILY DWELLING.
301640268 | 01 | BROOKLYN | 135 | OCEAN PARKWAY | 05329 | 00072 | 3124349 | A2 | F | ASSIGNED TO P/E | 2003-10-24 | OTHER | 312 | [6 empty] | Y | [11 empty] | X | ARCHITECTURAL | Der Scutt | RA | 0008249 |  | 2003-10-23 | 2003-10-23 | 2003-10-23 | 2003-10-24 | 0 | 0 | 35000 | 449 | STANDARD | 0 |  |  | 0 | 0 | 12 | 120 | 0 |  | COM |  | R7A | R5 |  | OP | CORPORATE |  | James Flaherty | Caton Towers Owners Corp. | 135 Ocean Parkway | Brooklyn NY 11218 | 2125606423 | Renovation of existing building entrance pavers and steps on 1st floor, including installation of accessible ramp. No change in egress, use or occupancy.
301640286 | 01 | BROOKLYN | 2314 | NATIONAL DRIVE | 08592 | 00044 | 3242417 | A2 | P | APPROVED | 2003-10-24 | 1-2-3 FAMILY | 318 | [6 empty] | Y | X | [5 empty] | X | [6 empty] | NATALIYA DONSKOY | RA | 0027477 | Y | 2003-10-23 | 2003-10-23 | 2003-10-23 | 0 | 2003-10-24 | 0 | 20000 | 177.25 | STANDARD | 0 |  |  | 0 | 0 | 3 | 30 | 2 |  | J-3 |  | R5 |  |  |  | INDIVIDUAL |  | IGOR KLEYMAN | NONE | 2314 NATIONAL DRIVE | BROOKLYN NY 11234 | 7182414693 | INSTALL NEW WATER SERVICE FOR NEW SPRINKLER SYSTEM THROUGHOUT ENTIRE BUILDING; THIS ALLPICATION IS FILLED IN CONJUNCTION WITH APPLICATION # 301563859; NO CHANGE PROPOSED TO USE, OCCUPANCY, BULK OR EGRESS UNDER THIS APPLICATION
301639396 | 01 | BROOKLYN | 139 | FLATBUSH AVENUE | 02001 | 00001 | 3814783 | A2 | D | A/P ENTIRE | 2003-10-24 | OTHER | 302 | [14 empty] | X | [5 empty] | ALEX KAPLOUN | PE | 0976852 |  | 2003-10-20 | 2003-10-20 | 2003-10-24 | 0 | 0 | 0 | 1000 | 100 | STANDARD | 0 |  |  | 0 | 0 | 0 | 0 | 0 | [7 empty] | CORPORATE |  | ROBERT SANNA | F.C. HANSON OFFICE ASSOCS. LLC | 1 METROTECH CENTER NORTH | BROOKLYN NY 11201 | 7189238414 | MODIFICATION TO FIRE ALARM SYSTEM ON THE 8TH, 9TH, 10TH AND PENTHOUSE AS INDICATED ON DRAWINGS. NO CHANGE IN USE, EGRESS OR OCCUPANCY. NO CHANGE TO LL#5/73 COMPLIANCE. THIS PROJECT IS FILED IN CONJUNCTION WITH NB.301108735.
301639403 | 01 | BROOKLYN | 139 | FLATBUSH AVENUE | 02001 | 00001 | 3814783 | A2 | D | A/P ENTIRE | 2003-10-24 | OTHER | 302 | [14 empty] | X | [5 empty] | ALEX KAPLOUN | PE | 0076852 |  | 2003-10-20 | 2003-10-20 | 2003-10-24 | 0 | 0 | 0 | 1000 | 100 | STANDARD | 0 |  |  | 0 | 0 | 0 | 0 | 0 | [7 empty] | CORPORATE |  | ROBERT SANNA | F.C. HANSON OFFICE ASSOCS. LLC | 1 METROTECH CENTER NORTH | BROOKLYN NY 11201 | 7189238414 | MODIFICATION OF FIRE ALARM SYSTEM ON THE 6TH AND 7TH FLOOR AS INDICATED ON DRAWINGS. NO CHANGE IN USE, EGRESS OR OCCUPANCY. NO CHANGE TO LL#5/73 COMPLIANCE. THIS PROJECT IS FILED IN CONJUNCTION WITH NB.301108735.
301639528 | 01 | BROOKLYN | 596 | CARROLL STREET | 00961 | 00021 | 3020396 | A2 | F | ASSIGNED TO P/E | 2003-10-24 | 1-2-3 FAMILY | 306 | [7 empty] | X | [10 empty] | X | GC | GITTA ROBINSON | RA | 0025248 |  | 2003-10-21 | 2003-10-22 | 2003-10-24 | 2003-10-24 | 0 | 0 | 80000 | 486.25 | STANDARD | 0 |  |  | 0 | 0 | 3 | 30 | 3 | [7 empty] | INDIVIDUAL |  | CINDIA CLARK | N/A | 163 WEST 17TH STREET | NEW YORK NY 10011 | 6463361164 | RENOVATE EXISTING 3 FAMILY RESIDENCE. NO CHANGE IN EGRESS OR OCCUPANCY SE.
301658196 | 01 | BROOKLYN | 127 | COLUMBIA STREET | 00319 | 00032 | 3003582 | A2 | F | ASSIGNED TO P/E | 2003-10-24 | OTHER | 306 | [7 empty] | X | [8 empty] | X |  |  |  | SCOTT SCHNALL | PE | 0075316 |  | 2003-10-21 | 2003-10-22 | 2003-10-24 | 2003-10-24 | 0 | 0 | 12000 | 212.1 | STANDARD | 0 |  |  | 0 | 0 | 4 | 40 | 3 | [7 empty] | INDIVIDUAL |  | GREG O'CONNELL | N/A | 263 DEGRAW STREET | BROOKLYN NY 11231 | 7186240160 | RENOVATE STORE AT 1ST FLOOR FOR EATING & DRINKING PLACE (UG 6). NO CHAN E IN EGRESS, OCCUPNCY OR USE.
301639608 | 01 | BROOKLYN | 139 | FLATBUSH AVENUE | 02001 | 00001 | 3814783 | A2 | D | A/P ENTIRE | 2003-10-24 | OTHER | 302 | [18 empty] | X | PARTITION | WILLIAM SERRA | RA | 0020641 |  | 2003-10-21 | 2003-10-21 | 2003-10-24 | 0 | 0 | 0 | 1000 | 100 | STANDARD | 0 |  |  | 0 | 0 | 0 | 0 | 0 | [7 empty] | CORPORATE |  | ROBERT SANNA | F.C. HANSON ASSOCIATES, LLC | 1 METROTECH CENTER NORTH | BROOKLYN NY 11201 | 7189238414 | MECHANICAL AND PLUMBING CHANGES ON THE 8TH, 9TH, 10TH AND PENTHOUSE AS INDICATED ON DRAWINGS. NO CHANGE IN USE, EGRESS OR OCCUPANCY. NO CHANGE TO LL#5/73 COMPLIANCE. THIS PROJECT IS FILED IN CONJUNCTION WITH NB.301108735.
301653422 | 01 | BROOKLYN | 4 | DENNETT PLACE | 00472 | 00019 | 3810923 | A2 | F | ASSIGNED TO P/E | 2003-10-24 | OTHER | 306 | [6 empty] | Y | X | [5 empty] | X | [6 empty] | JACK GAMILL | PE | 0071513 |  | 2003-10-21 | 2003-10-24 | 2003-10-24 | 2003-10-24 | 0 | 0 | 2000 | 100 | STANDARD | 0 |  |  | 0 | 0 | 4 | 38 | 6 |  | J-2 |  | R6 |  |  |  | INDIVIDUAL |  | EUGENE J OREFICE | N/A | 190 NELSON STREET | BROOKLYN NY 11231 | 7185225586 | INSTALL SPRINKLER PIPING, EQUIPMENT, AND NEW FIRE SERVICE IN CONJUNCTION WITH NEW BUILDING APPLICATION# 301653413.
301639877 | 01 | BROOKLYN | 700 | PACIFIC STREET | 01128 | 07501 | 3027610 | A2 | F | ASSIGNED TO P/E | 2003-10-24 | OTHER | 308 | [14 empty] | X | [5 empty] | JACK COOPERMAN | RA | 0013013 |  | 2003-10-22 | 2003-10-22 | 2003-10-24 | 2003-10-24 | 0 | 0 | 5000 | 140 | STANDARD | 0 |  |  | 0 | 0 | 0 | 0 | 0 | [7 empty] | PARTNERSHIP |  | SAMUEL BOYMELGREEN | SHAYA B. PACIFIC | 700 PACIFIC STREET | BROOKLYN NY 11217 | 7182303929 | INSTALLATION OF A SPRINLKLER ALARM SYSTE M WITH MANUAL PULL STATION WITH CENTRAL STATION CONNECTION. NO CHANGE IN USE, EGRESS OR OCCUPANCY.
301640240 | 01 | BROOKLYN | 220 | COVERT STREET | 03424 | 00008 | 3079300 | A2 | F | ASSIGNED TO P/E | 2003-10-24 | 1-2-3 FAMILY | 304 | [6 empty] | Y | [11 empty] | X | GC | Akeeb B Shekoni | RA | 0028575 |  | 2003-10-23 | 2003-10-24 | 2003-10-24 | 2003-10-24 | 0 | 0 | 25000 | 203 | EXEMPT | 0 |  |  | 0 | 0 | 3 | 27 | 3 |  | RES |  | C1-3 | R6 |  |  | GOVERNMENT | Y | Eugene McArdle | NYC HPD | 100 Gold street | New York NY 10038 | 2128637526 | Replace interior staircase from 1st to 3rd floor, & repair interior public hallway. No change in use, egress, & occupancy.
301640311 | 01 | BROOKLYN | 425 | OVINGTON AVENUE | 05873 | 00077 | 3328827 | A2 | D | A/P ENTIRE | 2003-10-24 | OTHER | 310 | [6 empty] | Y | [11 empty] | X | GC | Nizar Y Khoury | PE | 0064508 | Y | 2003-10-24 | 2003-10-24 | 2003-10-24 | 0 | 0 | 0 | 25000 | 346 | EXEMPT | 0 |  |  | 0 | 0 | 4 | 45 | 40 |  | RES |  | R6 |  |  | BR | CORPORATE | Y | Joseph Aboushanab | Saint Nicholas Home, Inc. | 437 Ovington Avenue | Brooklyn NY 11209 | 7182380550 | Partial replacement of the elevator machine room structure consisting of masonry walls and cinder concrete roof. No alteration proposed to the elevator machine This shall remain as is undisturbed. No alteration proposed to the use, occupancy, or egress of the building.
301653716 | 01 | BROOKLYN | 29 | ORIENT AVENUE | 02907 | 00061 | 3070249 | A2 | P | APPROVED | 2003-10-24 | OTHER | 301 | [6 empty] | Y | X | [10 empty] | X | GEN CONST | Paul Hinkley | PE | 0049789 | Y | 2003-10-24 | 2003-10-24 | 2003-10-24 | 2003-10-24 | 2003-10-24 | 0 | 50000 | 603.5 | STANDARD | 0 |  |  | 0 | 0 | 3 | 35 | 1 |  | J-2 |  | R6 |  |  |  | CORPORATE |  | Anthony Fernicola | AMF Management | 111 North 11th Street | Brooklyn NY 11211 | 7183021110 | Filing for the renovation of apartment 3L as per plans. No change in use, egress or occupancy.
301653725 | 01 | BROOKLYN | 24 | SKILLMAN AVENUE | 02751 | 00016 | 3322847 | A2 | D | A/P ENTIRE | 2003-10-24 | OTHER | 301 | [6 empty] | Y | X | [10 empty] | X | GEN CONST | Paul Hinkley | PE | 0049789 | Y | 2003-10-24 | 2003-10-24 | 2003-10-24 | 0 | 0 | 0 | 50000 | 603.5 | STANDARD | 0 |  |  | 0 | 0 | 3 | 35 | 1 |  | J-2 |  | R6 |  |  |  | CORPORATE |  | Anthony Fernicola | AMF Management | 111 North 11th Street | Brooklyn NY 11211 | 7183021110 | Filing for the renovation of apartment 3r as per plans. No change in use, egress or occupancy.
301640348 | 01 | BROOKLYN | 1622 | HART PLACE |  |  | 3817767 | A2 | F | ASSIGNED TO P/E | 2003-10-24 | OTHER | 313 | [6 empty] | Y | [7 empty] | X | [5 empty] | Arthur Metzler | PE | 0076082 |  | 2003-10-24 | 2003-10-24 | 2003-10-24 | 2003-10-24 | 0 | 0 | 1000 | 100 | STANDARD | 0 |  |  | 0 | 0 | 1 | 22 | 0 |  | C |  | M1-2 |  |  |  | PARTNERSHIP |  | Mark Esrig | Sam Coney Island LLC | 5 East 37th Street - 10th floor | New York NY 10016 | 2126895651 | Installation of smoke detectors as per plans filed herewith. No change in use, egress or occupancy. Application filed in conjunction with NB#301572055.
301653798 | 01 | BROOKLYN | 5A | HULL STREET | 01531 | 00057 | 3041613 | A2 | D | A/P ENTIRE | 2003-10-24 | OTHER | 303 | [6 empty] | Y | X | X | [9 empty] | X | GEN CONST | Steve S Chon | PE | 0068029 | Y | 2003-10-24 | 2003-10-24 | 2003-10-24 | 0 | 0 | 0 | 63000 | 737.4 | STANDARD | 0 |  |  | 0 | 0 | 2 | 24 | 0 |  | COM |  | C2-3 | R6 |  |  | INDIVIDUAL |  | Barbara M Chamber | Gotta Do the Laundry | 494 Hancock St. | Brooklyn NY 11233 | 7185730178 | Establishment of laundry with washers, dryers and hot water heaters. No change in use, egress or occupancy
301658944 | 01 | BROOKLYN | 9263 | 4 AVENUE | 06108 | 00002 | 3155309 | A2 | F | ASSIGNED TO P/E | 2003-10-24 | OTHER | 310 | [6 empty] | Y | [11 empty] | X | GC | Joseph J Smerina | RA | 0024616 |  | 2003-10-24 | 2003-10-24 | 2003-10-24 | 2003-10-24 | 0 | 0 | 500 | 100 | STANDARD | 0 |  |  | 0 | 0 | 4 | 60 | 2 |  | COM |  | C8-1 |  |  |  | PARTNERSHIP |  | Joseph Ferranti | 9263-65 Realty LLC | 2636 National Drive | Brooklyn NY 11234 | 9175337533 | This aaplication is filed for the clarification of existing use and dismissal of DOB and ECB violations noted on sheet T-1-.1. There is no work to be preformed under this application.
301653805 | 01 | BROOKLYN | 3214 | CONEY ISLAND AVENUE | 08692 | 00019 | 3245125 | A2 | F | ASSIGNED TO P/E | 2003-10-24 | OTHER | 313 | [6 empty] | Y | [9 empty] | X |  |  |  | KWONG T SEUNG | PE | 0053953 |  | 2003-10-24 | 2003-10-24 | 2003-10-24 | 2003-10-24 | 0 | 0 | 2000 | 100 | STANDARD | 0 |  |  | 0 | 0 | 1 | 17 | 0 |  | F-4 |  | C1-2 |  |  |  | INDIVIDUAL |  | OZGUR ONUR | CAFE PLAZA | 3214 CONEY ISLAND AVE. | BROOKLYN NY 11235 | 7187694007 | REPLACE AUTOMATIC FIRE SUPPRESSION SYSTEM IN EXISTING KITCHEN RANGEHOOD. NO CHANGE IN USE, EGRESS AND OCCUPANCY. GAS SHUT-OFF VALVE WAS FIELD UNDER CASE#301326116.
301658953 | 01 | BROOKLYN | 9265 | 4 AVENUE | 06108 | 00001 | 3155308 | A2 | F | ASSIGNED TO P/E | 2003-10-24 | OTHER | 310 | [6 empty] | Y | [11 empty] | X | GC | JOSEPH SMERINA | RA | 0024616 |  | 2003-10-24 | 2003-10-24 | 2003-10-24 | 2003-10-24 | 0 | 0 | 500 | 100 | STANDARD | 0 |  |  | 0 | 0 | 4 | 60 | 2 |  | COM |  | C8-1 |  |  |  | PARTNERSHIP |  | Joseph Ferranti | 9263-65 Realty LLC | 2636 National Drive | Brooklyn NY 11234 | 9175337533 | This application filed for the clarification of existing use and dismissal of DOB and ECB violation noted on Sheet T-1.1. There is no work to be done under this application.
301640437 | 01 | BROOKLYN | 1269 | RALPH AVENUE | 07908 | 00001 | 3221654 | A2 | P | APPROVED | 2003-10-24 | OTHER | 317 | [6 empty] | Y | X | [8 empty] | X |  |  |  | Frank Mileto | RA | 0017370 | Y | 2003-10-24 | 2003-10-24 | 2003-10-24 | 0 | 2003-10-24 | 0 | 3000 | 100 | STANDARD | 0 |  |  | 0 | 0 | 1 | 15 | 0 |  | COM |  | C2-4 |  |  |  | INDIVIDUAL |  | Bi Zhen Zhang | N/A | 58-34 136th Street | Flushing NY 11355 | 7185396619 | Installation of wet chemical fire suppression system under cooking equipment. No change of use, egress or occupancy under this application.
301653869 | 01 | BROOKLYN | 9437 | SHORE ROAD | 06115 | 00001 | 3155518 | A2 | D | A/P ENTIRE | 2003-10-24 | OTHER | 310 | [6 empty] | Y | [11 empty] | X | GEN CONST | MICHAEL S MAZZELLA | RA | 0020515 | Y | 2003-10-24 | 2003-10-24 | 2003-10-24 | 0 | 0 | 0 | 80000 | 912.5 | STANDARD | 0 |  |  | 0 | 0 | 6 | 60 | 0 |  | J-2 |  | R7-1 | [5 empty] | LYNNE MANNINO | SHORE RIDGE APT. CORP. | 9437 SHORE RD | bROOKLYN NY 11209 | 7189720700 | EXTERIOR FACADE RESTORATION, BRICK AND LINTEL REPLACEMENT. NO CHANGE IN USE, OCCUPACNY OR EGRESS. PROFESSIONAL CERTIFICATION OF PLANS.
301640446 | 01 | BROOKLYN | 6815 | FORT HAMILTON PARKWAY | 05771 | 00025 | 3143042 | A2 | D | A/P ENTIRE | 2003-10-24 | OTHER | 310 | [6 empty] | Y | X |  | X | [10 empty] | NICHOLAS SCIRE-CHIANETTA | RA | 0021613 | Y | 2003-10-24 | 2003-10-24 | 2003-10-24 | 0 | 0 | 0 | 11000 | 201.8 | STANDARD | 0 |  |  | 0 | 0 | 3 | 35 | 2 |  | COM |  | C1-3 | R5 |  |  | INDIVIDUAL |  | BATTISTA ALBERTI | N/A | 1062 79TH STREET | BROOKLYN NY 11228 | 7187459343 | INSTALL THREE (3) NEW BOILERS AND TWO (2) NEW HOT WATER HEATERS. RELOCATE EXISTING HOT WATER HEATER, REMOVE EXISTING BOILER. AND INSTALL THREE (3) GAS METERS.
301653878 | 01 | BROOKLYN | 9425 | SHORE ROAD | 06115 | 00006 | 3155519 | A2 | B | A/P UNPAID | 2003-10-24 | OTHER | 310 | [6 empty] | Y | [11 empty] | X | GEN CONST | MICHAEL S MAZZELLA | RA | 0020515 | Y | 2003-10-24 | 2003-10-24 | 2003-10-24 | 0 | 0 | 0 | 100000 | 1118.5 | STANDARD | 0 |  |  | 0 | 0 | 6 | 60 | 0 |  | J-2 |  | R7-1 | [5 empty] | LYNNE MANNINO | SHORE RIDGE APT. CORP. | 9437 SHORE RD | bROOKLYN NY 11209 | 7189720700 | EXTERIOR FACADE RESTORATION, BRICK AND LINTEL REPLACEMENT. NO CHANGE IN USE OCCUPANCY OR EGRESS. PROFESSIONAL CERTIFICATION OF PLANS
301658702 | 01 | BROOKLYN | 3544 | NOSTRAND AVENUE | 07386 | 00117 | 3201578 | A2 | P | APPROVED | 2003-10-24 | OTHER | 315 | [6 empty] | Y | [11 empty] | X | GC | Ricahrd T Bartlett | RA | 0020198 | Y | 2003-10-24 | 2003-10-24 | 2003-10-24 | 0 | 2003-10-24 | 0 | 75000 | 861 | STANDARD | 0 |  |  | 0 | 0 | 1 | 18 | 0 |  | F-4 |  | C1-2 | R4 |  |  | CORPORATE |  | Gary Gersten | McDonalds Corporation | 105 Eisenhower Parkway | Roseland NJ 07068 | 9734030390 | Interior alterations to existing McDonald's as per plans filed herewith. No change to use, occupancy group or egress.
301640507 | 01 | BROOKLYN | 559 | 78 STREET | 05962 | 00062 | 3149928 | A2 | D | A/P ENTIRE | 2003-10-24 | 1-2-3 FAMILY | 310 | [6 empty] | Y | X | [10 empty] | X | ENL | HERBERT RUDERMAN | RA | 0010971 | Y | 2003-10-24 | 2003-10-24 | 2003-10-24 | 0 | 0 | 0 | 15000 | 162.31 | STANDARD | 0 |  |  | 93 | 0 | 2 | 23 | 1 |  | J-3 |  | R6 |  |  | BR | INDIVIDUAL |  | WILLIAM GARRY | OWNER | 559 78 STREET | BROOKLYN NY 11209 | 7188363366 | APPLICATION IS HEREWITH FILED TO SUBMIT PROPOSED ONE STORY EXTENSION ON THE FIRST FLOOR, INCLUDING INTERIOR PARTITIONS WORK AND PLUMBING AS PER PLANS. NO CHANGE OF USE ,OCCUPANCY, OR MEANS OF EGRESS.
401739124 | 01 | QUEENS | 57-18 | 73 PLACE | 02810 | 00036 | 4062985 | A2 | P | APPROVED | 2003-10-21 | 1-2-3 FAMILY | 405 | [6 empty] | Y | [11 empty] | X | GC | JAMIL M COPPIN | RA | 0027424 |  | 2003-10-20 | 2003-10-20 | 2003-10-20 | 0 | 2003-10-21 | 0 | 5000 | 100 | STANDARD | 0 |  |  | 0 | 0 | 2 | 21 | 1 |  | J-3 |  | R4 |  |  |  | INDIVIDUAL |  | JEANETTE BRACCIA |  | 57-18 73 PLACE | MASPETH NY 11378 |  | NEW CONCRETE WORK DEMOLITION OF EXISTING DOOR AND SITE CONCRETE
401742156 | 01 | QUEENS | 21-05 | ASTORIA BOULEVARD | 00884 | 00058 | 4431129 | A2 | R | PERMIT-ENTIRE | 2003-10-22 | OTHER | 401 | [6 empty] | Y | [9 empty] | X |  |  |  | KWONG T SEUNG | PE | 0053953 | Y | 2003-10-20 | 2003-10-20 | 2003-10-20 | 2003-10-20 | 2003-10-20 | 2003-10-22 | 2000 | 100 | STANDARD | 0 |  |  | 0 | 0 | 3 | 39 | 0 |  | F-4 |  | C2-2 |  |  |  | INDIVIDUAL |  | OH HUNG | OH BAGEL CAFE | 21-05 ASTORIA BLVD. | QUEENS NY 11102 | 9178362641 | REPLACE AUTOMATIC FIRE SUPPRESSION SYSTEM IN EXISTING KITCHEN RANGEHOOD. NO CHANGE IN USE, EGRESS AND OCCUPANCY. GAS SHUT-OFF VALVE WAS FIELD UNDER CASE# 400157628. COOKING EQUIPMENTS WERE FIELD UNDER CASE# BN-56.
401742165 | 01 | QUEENS | 209-08 | 48 AVENUE | 07368 | 00001 | 4158247 | A2 | R | PERMIT-ENTIRE | 2003-10-22 | OTHER | 411 | [6 empty] | Y | [9 empty] | X |  |  |  | KWONG T SEUNG | PE | 0053953 | Y | 2003-10-20 | 2003-10-20 | 2003-10-20 | 2003-10-20 | 2003-10-20 | 2003-10-22 | 2000 | 100 | EXEMPT | 0 |  |  | 0 | 0 | 2 | 24 | 0 |  | F-4 |  | R3-2 |  |  |  | INDIVIDUAL | Y | SUK J SONG | THE LOVE OF CHRIST PRESBYTERIAN | 209-08 48 AVE. | QUEENS NY 11364 | 7182298855 | REPLACE AUTOMATIC FIRE SUPPRESSION SYSTEM IN EXISTING KITCHEN RANGEHOOD. NO CHANGE IN USE, EGRESS AND OCCUPANCY. GAS SHUT-OFF VALVE AND COOKING EQUIPMENTS WERE FIELD UNDER CASE# 400369506.
401742174 | 01 | QUEENS | 73-34 | BELL BOULEVARD | 07732 | 00050 | 4439704 | A2 | F | ASSIGNED TO P/E | 2003-10-21 | OTHER | 411 | [6 empty] | Y |  | X | [11 empty] | Feliks Vandalovsky | PE | 0076990 |  | 2003-10-20 | 2003-10-20 | 2003-10-20 | 2003-10-21 | 0 | 0 | 15800 | 253.3 | STANDARD | 0 |  |  | 0 | 0 | 1 | 25 | 0 |  | COM |  | C1-2 | R4 |  |  | CORPORATE |  | Lev Kimyagarov | Larry's Barber Shop, Inc. | 73-34 Bell Boulevard | Bayside NY 11364 | 7185413171 | Application is filed for installation of new air conditioning units to replace existing, as per plans submitted herewith. All unit support structure, dunnage, ductwork and controls are existing to remain. No change to use, egress or occupancy of building.
401742183 | 01 | QUEENS | 60-65 | FLUSHING AVENUE | 02698 | 00146 | 4060308 | A2 | F | ASSIGNED TO P/E | 2003-10-21 | OTHER | 405 | [6 empty] | Y | X | X | [6 empty] | X |  |  | X | GC | John A Barbiere | RA | 0009357 |  | 2003-10-20 | 2003-10-20 | 2003-10-20 | 2003-10-21 | 0 | 0 | 55000 | 785 | STANDARD | 0 |  |  | 0 | 0 | 2 | 20 | 1 |  | COM |  | R4 |  |  |  | CORPORATE |  | Gerald Conway | Mayo Cavan Realty | 43 Bronx River Road | Yonkers NY 10704 | 6462085266 | Renovation of existing eating and drinking establishment. Partition changes, related plumbing and mechanical ventilation. Storefront work. Erect temporary fence. No change to use, occupancy or egress.
401742192 | 01 | QUEENS | 60-63 | FLUSHING AVENUE | 02698 | 00046 | 4060285 | A2 | F | ASSIGNED TO P/E | 2003-10-21 | OTHER | 405 | [6 empty] | Y | X | X | [6 empty] | X |  |  | X | GC | John A Barbiere | RA | 0009357 |  | 2003-10-20 | 2003-10-20 | 2003-10-20 | 2003-10-21 | 0 | 0 | 55000 | 785 | STANDARD | 0 |  |  | 0 | 0 | 2 | 20 | 1 |  | COM |  | R4 |  |  |  | CORPORATE |  | Gerald Conway | Mayo Cavan Realty | 43 Bronx River Road | Yonkers NY 10704 | 6462085266 | Renovation of existing eating and drinking establishment. Partition changes, related plumbing and mechanical ventilation. Storefront work. Erect temporary fence. No change to use, occupancy or egress.
401742325 | 01 | QUEENS | 39-01 | MAIN STREET | 04980 | 00005 | 4112490 | A2 | F | ASSIGNED TO P/E | 2003-10-21 | OTHER | 407 | [6 empty] | Y | [11 empty] | X | EXTERIOR WORK | Robert Silman | PE | 0041866 |  | 2003-10-20 | 2003-10-20 | 2003-10-20 | 2003-10-21 | 0 | 0 | 400000 | 4208.5 | STANDARD | 0 |  |  | 0 | 0 | 6 | 76 | 0 |  | COM |  | C4-3 |  |  |  | PARTNERSHIP |  | Edna Rutledge | Gerson Properties LLC | 39-01 Main Street | Flushing NY 11354 | 7185390444 | Exterior repairs to masonry walls. No change in use, egress or occupancy.
401675424 | 01 | QUEENS | 94-02 | 104 STREET | 09381 | 00044 | 4438609 | A2 | R | PERMIT-ENTIRE | 2003-10-20 | OTHER | 409 | [18 empty] | X | STRUCTURAL | DARRELL ALVAREZ | PE | 0631681 | Y | 2003-10-20 | 2003-10-20 | 2003-10-20 | 2003-10-20 | 2003-10-20 | 2003-10-20 | 10000 | 191.5 | EXEMPT | 0 |  |  | 0 | 0 | 0 | 0 | 0 | [7 empty] | GOVERNMENT | Y | KENNETH MCCOMB | NY SCHOOL CONSTRUCTION AUTHORITY | 30-30 THOMSON AVENUE | LIC NY 11101 | 7184728948 | HS FOR ARCHITECTURE LOWERING OF FOUNDATI ON WALL TO ACCOMMODATE EXISTING CONDITIONS. THIS APPLICATION IS FILED T O SHOW SHORING OR PUBLIC PROPERTY & ADJ CENT PROPERTY AS A POST DEMOLITION CONDI TION VIA EXISTING FOOTINGS & UNTIL A NE BUILDING PERMIT IS ISSUED FOR THE CONTI NUATION OF EXCAVATION PROCEEDINGS.
401742147 | 01 | QUEENS | 43-37 | 249 STREET | 08126 | 00004 | 4852833 | A2 | P | APPROVED | 2003-10-22 | OTHER | 411 | [6 empty] | Y | [9 empty] | X |  |  |  | KWONG T SEUNG | PE | 0053953 | Y | 2003-10-20 | 2003-10-22 | 2003-10-21 | 2003-10-22 | 2003-10-22 | 0 | 2000 | 100 | STANDARD | 0 |  |  | 0 | 0 | 3 | 40 | 0 |  | F-4 |  | C2-2 |  |  |  | INDIVIDUAL | Y | SEUNG J JUNG | EUN HAE PRESBYTERIAN CHURCH | 43-37 249 STREET | QUEENS NY 11363 | 7183521730 | REPLACE AUTOMATIC FIRE SUPPRESSION SYSTEM IN EXISTING KITCHEN RANGEHOOD. NO CHANGE IN USE, EGRESS AND OCCUPANCY. GAS SHUT-OFF VALVE AND COOKING EQUIPMENTS WERE FIELD UNDER CASE# 401178685.
401741610 | 01 | QUEENS | 43-38 | BOWNE STREET | 05194 | 00059 | 4117279 | A2 | P | APPROVED | 2003-10-21 | OTHER | 407 | [7 empty] | X | X | [9 empty] | X | GC | VINOD H DHOLAKIA | RA | 0014919 | Y | 2003-10-20 | 2003-10-21 | 2003-10-21 | 2003-10-21 | 2003-10-21 | 0 | 220000 | 2354.5 | EXEMPT | 0 |  |  | 0 | 0 | 2 | 25 | 0 |  |  |  | R3-2 |  |  |  | CORPORATE |  | MAHENDRA M PATEL | B.A.P.S. SANSTHA | 43-38 BOWNE STREET | FLUSHING NY 11355 | 7185395373 | PROPOSED EXTENSION TO EXISTING TEMPLE AS PER PLANS,INCLUDING NEW STAIRS FENCE WITH GATES,ETC,ON BOWNE ST.CURB CU T 15'LONG INCL.SPLAYS S/S BOWNE STREET 64.38 E/O CHERRY LANE.NO CHANGE IN USE, OCCUPANCY OR EGRESS.
401742003 | 01 | QUEENS | 61-20 | 71 AVENUE | 03637 | 07501 | 4436539 | A2 | P | APPROVED | 2003-10-22 | OTHER | 405 | [7 empty] | X | [10 empty] | X | GC | JEAN-GABRIEL NEUKOMM | RA | 0027779 | Y | 2003-10-20 | 2003-10-21 | 2003-10-21 | 2003-10-21 | 2003-10-22 | 0 | 20000 | 294.5 | STANDARD | 0 |  |  | 0 | 0 | 3 | 33 | 12 | [7 empty] | INDIVIDUAL |  | GREGORY DABROWSKI | N/A | 61-20 71ST AVE | GLENDALE NY 11385 | 6465298351 | COMBINE APARTMENTS #D2A & #D2B. REPLACE PLUMBING FIXTURES ON EXISTING RO UGHING. REMOVE 2ND KITCHEN FIXTURES. NO CHANGE IN USE, EGRESS OR OCCUPANCY.
401742012 | 01 | QUEENS | 73-62 | 188 STREET | 07175 | 00034 | 4154142 | A2 | P | APPROVED | 2003-10-21 | 1-2-3 FAMILY | 408 | [7 empty] | X |  | X | [10 empty] | DAVID L MARON | RA | 0010701 | Y | 2003-10-20 | 2003-10-21 | 2003-10-21 | 2003-10-21 | 2003-10-21 | 0 | 2000 | 100 | STANDARD | 0 |  |  | 0 | 0 | 2 | 22 | 1 | [7 empty] | INDIVIDUAL |  | THOMAS SAVINO | N/A | 73-62 188TH ST. | FRESH MEADOWS NY 11366 | 2126897020 | IN CELLAR ADD 2ND BOILER: WEIL MCLAIN CG A50 52,000 BTU MEA #28-77E. NO HANGE IN USE, EGRESS OR OCCUPANCY.
401743119 | 01 | QUEENS | 171-02 | LIBERTY AVENUE | 10228 | 00001 | 4217867 | A2 | F | ASSIGNED TO P/E | 2003-10-22 | OTHER | 412 | [15 empty] | X |  |  | X | GC | CLAUDE ORIOL | PE | 0069500 |  | 2003-10-20 | 2003-10-21 | 2003-10-21 | 2003-10-22 | 0 | 0 | 7500 | 300.9 | STANDARD | 0 |  |  | 0 | 0 | 0 | 0 | 0 | [7 empty] | INDIVIDUAL |  | VINCENT SEECOOMAR | N/A | 171-02 LIBERTY AVE | QUEENS NY 11436 | 7189027813 | NEW STORE FRONT AND STUCCO FACADE.NO CHA NGE IN USE EGRESS OR OCCUPANCY ROPOSED UNDER THIS APPLICATION.
401741228 | 01 | QUEENS | 47-33 | ROBINSON STREET | 05218 | 00023 | 4117909 | A2 | Q | PERMIT-PARTIAL | 2003-10-21 | 1-2-3 FAMILY | 407 | [6 empty] | Y | X | [10 empty] | X | GC | HSIN E CHAO | PE | 0070181 | Y | 2003-10-20 | 2003-10-21 | 2003-10-21 | 2003-10-21 | 2003-10-21 | 0 | 3000 | 100 | STANDARD | 0 |  |  | 0 | 0 | 2 | 25 | 2 |  | J-3 |  | R3-2 |  |  |  | INDIVIDUAL |  | BI-YUN HUANG | N/A | 47-33 ROBINSON STREET | FLUSHING NY 11355 | 1111111111 | LEGALIZED EXISTING TOILET ROOM AND REMOVED ILLEGAL PLUMBING FIXTURES AT ATTIC TO CURE ECB VIO.# 34197842J, 34198101R, 34198102Z. NO CHANGE IN USE, EGRESS OR OCCUPANCY.
401743039 | 01 | QUEENS | 167-07 | 35 AVENUE | 05252 | 00077 | 4118837 | A2 | R | PERMIT-ENTIRE | 2003-10-22 | OTHER | 407 | [7 empty] | X | [12 empty] | BRAD E COHEN | PE | 0078958 | Y | 2003-10-20 | 2003-10-21 | 2003-10-21 | 0 | 2003-10-21 | 2003-10-22 | 25000 | 346 | EXEMPT | 0 |  |  | 0 | 0 | 2 | 25 | 0 | [7 empty] | INDIVIDUAL |  | ROBERT PERLESS | CHURCH ON THE HILL | 167-07 35TH AVENUE | FLUSHING NY 11358 | 7183583671 | INSTALL (2) REPLACEMENT GAS BURNERS ON 2 EXISTING LOW PRESSURE BOILERS. NSTALL REPLACEMENT GAS HW HEATER. INSTAL L NEW GAS SERVICE, METER AND PIPING AND CONNECT TO (2) REPLACEMENT BURNERS, (1) REPLACEMENT HW HEATER, (1) EXISTING HW H EATER AND (1) EXISTING COMMERCIAL STOVE. NO CHANGE IN USE, EGRESS OR OCCUPANCY I
401743020 | 01 | QUEENS | 43-34 | 42 STREET | 00188 | 00038 | 4002468 | A2 | R | PERMIT-ENTIRE | 2003-10-22 | OTHER | 402 | [9 empty] | X | X | [9 empty] | NEAL RUDIKOFF | PE | 0050579 | Y | 2003-10-20 | 2003-10-21 | 2003-10-21 | 0 | 2003-10-21 | 2003-10-22 | 0 | 100 | STANDARD | 0 |  |  | 0 | 0 | 0 | 0 | 0 | [7 empty] | INDIVIDUAL |  | JOSE VIEIERA | N/A | 43-43 42 STREET, APT. 1R | LONG ISLAND CTY NY 11104 | 7183922589 | REPLACE BOILER AND OIL BURNER. (NYC BOI LER NO. 8147-01). NO CHANGE I EGRESS, OCCUPANCY OR USE UNDER THIS APPL ICATION.
401743002 | 01 | QUEENS | 35-15 | 29 STREET | 00341 | 00018 | 4004111 | A2 | R | PERMIT-ENTIRE | 2003-10-22 | OTHER | 401 | [9 empty] | X | X | [9 empty] | BRAD E COHEN | PE | 0078958 | Y | 2003-10-20 | 2003-10-21 | 2003-10-21 | 0 | 2003-10-21 | 2003-10-22 | 0 | 100 | STANDARD | 0 |  |  | 0 | 0 | 0 | 0 | 0 | [7 empty] | INDIVIDUAL |  | RINO GOLJA | N/A | 2308 HAMPTON AVENUE | SEAFORD NY 11783 | 5167814145 | INSTALL REPLACEMENT OIL FIRED BOILER AND BURNER AND CONNECT TO EXISTING 2-275 GALLON OIL STORAGE TANK IN CELLAR ABOVE GROUND AND EXISTING BRICK CHIMNEY WITH TERRA COTTA LINING. NO CHANGE IN U SE, EGRESS OR OCCUPANCY IS INVOLVED UND R THIS APPLICATION.
401741816 | 02 | QUEENS | 32-06 | 21 STREET | 00530 | 00007 | 4005791 | A2 | P | APPROVED | 2003-10-21 | OTHER | 401 | [6 empty] | Y | [11 empty] | X | elevator shaft | Gennady Saratovsky | PE | 0075323 | Y | 2003-10-21 | 2003-10-21 | 2003-10-21 | 2003-10-21 | 0 | 0 | 30000 | 397.5 | EXEMPT | 0 |  |  | 0 | 0 | 0 | 0 | 0 | [14 empty] | Construct new elevator shaft. No change to use egress or occupancy under this application
401741816 | 03 | QUEENS | 32-06 | 21 STREET | 00530 | 00007 | 4005791 | A2 | P | APPROVED | 2003-10-21 | OTHER | 401 | [6 empty] | Y | X | [12 empty] | Reynaldo Prego | PE | 0055343 | Y | 2003-10-21 | 2003-10-21 | 2003-10-21 | 2003-10-21 | 0 | 0 | 1000 | 100 | EXEMPT | 0 |  |  | 0 | 0 | 0 | 62 | 100 | [14 empty] | Install new drains and pump for new elevator shaft. No change to use egress or occupancy under this application.
401742888 | 01 | QUEENS | 59-46 | 64 STREET |  |  | 4857329 | A2 | F | ASSIGNED TO P/E | 2003-10-22 | OTHER | 405 | [6 empty] | Y | X | [5 empty] | X | [6 empty] | GERALD J CALIENDO | RA | 0020241 |  | 2003-10-21 | 2003-10-21 | 2003-10-21 | 2003-10-22 | 0 | 0 | 30000 | 397.5 | STANDARD | 0 |  |  | 0 | 0 | 2 | 38 | 0 |  | B-2 |  | M1-1 |  |  |  | CORPORATE |  | JOSEPH ROONEY | JCR INC. | 59-46 64 STREET | MAPETH NY 11378 | 7183261867 | PROPOSED NEW SPRINKLER AND WATER SYSTEM AS PER PLANS APPROXIMATELY 90 HEADS. FILED IN CONJUNCTION WITH NB#: 401697133
401742879 | 01 | QUEENS | 59-45 | 63 STREET |  |  | 4857328 | A2 | F | ASSIGNED TO P/E | 2003-10-22 | OTHER | 405 | [6 empty] | Y | X | [5 empty] | X | [6 empty] | GERALD J CALIENDO | RA | 0020241 |  | 2003-10-21 | 2003-10-21 | 2003-10-21 | 2003-10-22 | 0 | 0 | 30000 | 397.5 | STANDARD | 0 |  |  | 0 | 0 | 2 | 38 | 0 |  | B-2 |  | M1-1 |  |  |  | CORPORATE |  | JOSEPH ROONEY | JCR INC. | 59-46 64 STREET | MAPETH NY 11378 | 7183261867 | PROPOSED NEW SPRINKLER AND WATER SYSTEM AS PER PLANS APPROXIMATELY 90 HEADS. FILED IN CONJUNCTION WITH NB#: 401697142
401739133 | 02 | QUEENS | 101-41 | 121 STREET | 09489 | 00058 | 4200682 | A2 | J | P/E DISAPPROVED | 2003-10-24 | 1-2-3 FAMILY | 409 | [6 empty] | Y | X | [12 empty] | Umer A Shah | PE | 0070587 |  | 2003-10-21 | 2003-10-21 | 2003-10-21 | 0 | 0 | 0 | 4000 | 100 | STANDARD | 0 |  |  | 0 | 0 | 0 | 21 | 1 | [14 empty] | To install a bathroom in tne new kitchen extension. No change in Use, Occupancy or Egress.
401742860 | 01 | QUEENS | 124-02 | ROCKAWAY BOULEVARD | 11746 | 00039 | 4254662 | A2 | P | APPROVED | 2003-10-22 | OTHER | 410 | [6 empty] | Y | X | X | [9 empty] | X | GEN. CONST. | Teofilo Infante | RA | 0029013 | Y | 2003-10-21 | 2003-10-22 | 2003-10-21 | 2003-10-22 | 2003-10-22 | 0 | 11000 | 201.8 | STANDARD | 0 |  |  | 0 | 0 | 2 | 24 | 2 |  | COM |  | C8-1 |  |  |  | INDIVIDUAL |  | Linford Ramson |  | 176-01 129 Ave | Jamaica NY 11434 | 7188108284 | Renovation of existing store to Laundry - minor partitions, 10- dryers, 11-washers, new employee toilet Rm. No change to use, occupancy, or egress under this application.
401743253 | 01 | QUEENS | 58-17 | 150 STREET | 06431 | 00052 | 4141122 | A2 | Q | PERMIT-PARTIAL | 2003-10-23 | 1-2-3 FAMILY | 407 | [6 empty] | Y | X | [10 empty] | X | GC | Yu Jian | PE | 0066906 | Y | 2003-10-21 | 2003-10-22 | 2003-10-21 | 2003-10-22 | 2003-10-22 | 0 | 3000 | 100 | STANDARD | 0 |  |  | 0 | 0 | 2 | 25 | 1 |  | RES |  | R4 |  |  |  | INDIVIDUAL |  | HSIANG YIN HSU |  | 58-17 150th Street | Flushing NY 11355 | 7183594855 | Legalize work completed without permit on basement; Remove one shower, legalize one piece of lavatory and toilet; Restore garage with minor partition work; No change in use, egress, or occupancy. Remove Violation #34399172P, #34399171N.
401742600 | 01 | QUEENS | 87-90 | 257 STREET | 08831 | 00046 | 4180754 | A2 | F | ASSIGNED TO P/E | 2003-10-23 | 1-2-3 FAMILY | 413 | [6 empty] | Y | X | [10 empty] | X | GEN. CONST. | HE G LEE | RA | 0027249 |  | 2003-10-21 | 2003-10-22 | 2003-10-21 | 2003-10-23 | 0 | 0 | 4000 | 100 | STANDARD | 0 |  |  | 0 | 0 | 2 | 20 | 1 |  | RES |  | R2 |  |  |  | INDIVIDUAL |  | SATISH ARORA | N/A | 87-90 257 ST. | FLORAL PARK NY 11001 | 7183439385 | APPLICATION FILED TO LEGALIZE 3 PIECES(1-W.C., 1-LAV.SINK, 1-SHOWER) IN CELLAR. NO CHANGE IN USE, EGRESS AND OCCUPANCY
401743306 | 01 | QUEENS | 144-43 | 38 AVENUE | 05015 | 00066 | 4113492 | A2 | Q | PERMIT-PARTIAL | 2003-10-22 | 1-2-3 FAMILY | 407 | [6 empty] | Y | X | [10 empty] | X | GC | PATRICK H CHEN | PE | 0074885 | Y | 2003-10-21 | 2003-10-21 | 2003-10-21 | 2003-10-21 | 2003-10-21 | 0 | 10000 | 125.75 | STANDARD | 0 |  |  | 0 | 0 | 3 | 29 | 3 |  | RES |  | R6 |  |  |  | INDIVIDUAL |  | EN-XIN LIN | N/A | 144-43 38 AVENUE | FLUSHING NY 11354 | 1111111111 | INSTALLATION OF THREE BOILERS AND HOT WATER HEATERS AT CELLAR AS PER PLAN FILED HEREWITH , NO CHANGE IN USE, EGRESS OR OCCUPANCY.
401742370 | 01 | QUEENS | 147-07 | GUY R BREWER BOULEVARD | 13354 | 00019 | 4285979 | A2 | R | PERMIT-ENTIRE | 2003-10-23 | OTHER | 413 | [6 empty] | Y | [9 empty] | X |  |  |  | KANG W CHAN | PE | 0065657 | Y | 2003-10-22 | 2003-10-22 | 2003-10-21 | 2003-10-22 | 2003-10-22 | 2003-10-23 | 1500 | 100 | STANDARD | 0 |  |  | 0 | 0 | 3 | 34 | 0 |  | C |  | R3-2 |  |  |  | INDIVIDUAL |  | YONGMIN CHUN |  | 147-07 GUY R BREWER BLVD. | JAMAICA NY 11434 | 7185270163 | Installation of fire suppression system. No change in USE , EGRESS , or OCCUPANCY.
401742361 | 01 | QUEENS | 235-47 | 147 DRIVE | 13729 | 00038 | 4291512 | A2 | P | APPROVED | 2003-10-22 | 1-2-3 FAMILY | 413 | [6 empty] | Y | X | [10 empty] | X | GC | LANDIS L DOOLEY | RA | 0023402 | Y | 2003-10-22 | 2003-10-22 | 2003-10-21 | 2003-10-22 | 2003-10-22 | 0 | 5200 | 105.15 | STANDARD | 0 |  |  | 0 | 0 | 2 | 22 | 2 |  | J-3 |  | R3-2 |  |  |  | INDIVIDUAL |  | DAPHNE MORRISON | N/A | 235-47 147 DRIVE | QUEENS NY 11422 | 7182583265 | APPLICATION FILED TO RETURN CELLAR TO ORIGINAL CONDITION TO COMPLY WITH VIOLATION # 34374231P.CREATE RECREATION ROOM AT CELLAR.NO CHANGE TO OCCUPANCY USE OR EGRESS.
401743342 | 01 | QUEENS | 94-16 | 130 STREET | 09445 | 00037 | 4199360 | A2 | Q | PERMIT-PARTIAL | 2003-10-22 | 1-2-3 FAMILY | 409 | [6 empty] | Y | X | [10 empty] | X | GC | Hansa Persaud | PE | 0073779 | Y | 2003-10-22 | 2003-10-22 | 2003-10-21 | 2003-10-22 | 2003-10-22 | 0 | 8000 | 115.45 | STANDARD | 0 |  |  | 0 | 0 | 2 | 28 | 2 |  | RES |  | R5 |  |  |  | INDIVIDUAL |  | SINGH SANGAT |  | 82-15 234 STREET | QUEENS VILLAGE NY 11427 | 7184792800 | LEGALIZATION OF EXISTING PARTITION WALLS AND PLUMBING FIXTURES AT CELLAR, FIRST AND SECOND FLOOR LEVELS AS PER PLAN SUBMITTED.
401742227 | 01 | QUEENS | 627 | OAK DRIVE | 15588 | 00019 | 4298712 | A2 | F | ASSIGNED TO P/E | 2003-10-23 | 1-2-3 FAMILY | 414 | [6 empty] | Y | X | [10 empty] | X | GC | Michael Just | RA | 0018270 |  | 2003-10-22 | 2003-10-22 | 2003-10-21 | 2003-10-23 | 0 | 0 | 20000 | 177.25 | STANDARD | 0 |  |  | 0 | 0 | 2 | 20 | 1 |  | RES |  | R2 |  |  |  | INDIVIDUAL |  | Sarah Gross | n/a | 627 Oak Drive | Far Rockaway NY 11691 | 7184719793 | It is proposed to install new in ground steel and vinyl pool, pool filter, pump and gas heater as shown on plans. No change in use, egress or occupancy.
401742218 | 01 | QUEENS | 230-59 | ROCKAWAY BOULEVARD | 13791 | 00002 | 4853219 | A2 | F | ASSIGNED TO P/E | 2003-10-23 | OTHER | 413 | [6 empty] | Y | [11 empty] | X | GC | Navid Maqami | RA | 0022311 |  | 2003-10-22 | 2003-10-22 | 2003-10-21 | 2003-10-23 | 0 | 0 | 100 | 100 | STANDARD | 0 |  |  | 0 | 0 | 2 | 29 | 0 |  | E |  | M1-1 |  |  |  | PARTNERSHIP |  | Daniel Johnson | IAC New York LLC | 1849 Green Bay Road 4th Floor | Highland Park IL 60035 | 2486441500 | It is proposed to install new tenant in conjunction with new building application # 401276784 as shown on plans. No change in use, egress or occupancy.
401742209 | 01 | QUEENS | 230-59 | ROCKAWAY BOULEVARD | 13791 | 00002 | 4853219 | A2 | F | ASSIGNED TO P/E | 2003-10-23 | OTHER | 413 | [6 empty] | Y | [6 empty] | X | [6 empty] | Chris Sideris | PE | 0065574 |  | 2003-10-22 | 2003-10-22 | 2003-10-21 | 2003-10-23 | 0 | 0 | 100 | 100 | STANDARD | 0 |  |  | 0 | 0 | 2 | 29 | 0 |  | E |  | M1-1 |  |  |  | PARTNERSHIP |  | Daniel Johnson | IAC New York LLC | 1849 Green Bay Road 4th Floor | Highland Park IL 60035 | 2486441500 | It is proposed to modify sprinkler system for new tenant lay-out in conjunction with new building application # 401276784 as shown on plans. No change in use ,egres or occupancy.
401743404 | 01 | QUEENS | 127-07 | 94 AVENUE | 09444 | 00016 | 4199327 | A2 | P | APPROVED | 2003-10-22 | OTHER | 409 | [6 empty] | Y | X | [12 empty] | John W Stacom | RA | 0011813 | Y | 2003-10-22 | 2003-10-22 | 2003-10-21 | 2003-10-22 | 2003-10-22 | 0 | 5000 | 140 | STANDARD | 0 |  |  | 0 | 0 | 2 | 30 | 0 |  | COM |  | R5 |  |  |  | INDIVIDUAL |  | Budhai Lachman |  | 127-07 94 Avenue | Queens NY 11419 | 7188467048 | Install four inch water line for sprinkler system filed under application # 401554563
401742717 | 01 | QUEENS | 43-46 | 41 STREET | 00189 | 00045 | 4002492 | A2 | J | P/E DISAPPROVED | 2003-10-24 | OTHER | 402 | [6 empty] | Y | X | X |  |  |  |  | X | [6 empty] | Donna DiFara | RA | 0020306 |  | 2003-10-22 | 2003-10-22 | 2003-10-21 | 2003-10-23 | 0 | 0 | 26000 | 356.3 | STANDARD | 0 |  |  | 0 | 0 | 1 | 19 | 0 |  | C |  | C1-2 |  |  |  | INDIVIDUAL |  | Noel Gaynor |  | 60-78 71st Street | Maspeth NY 11378 | 7182054020 | We propose to relocate existing plumbing fixtures and sprinklers heads, Additionally we will replace existing cooking equipment and Hot Water Heater.
401743583 | 01 | QUEENS | 147-15 | SANFORD AVENUE | 05053 | 00020 | 4114818 | A2 | P | APPROVED | 2003-10-22 | 1-2-3 FAMILY | 407 | [6 empty] | Y | X | [10 empty] | X | GC | CHUN-HSIUNG HUANG | PE | 0066722 | Y | 2003-10-22 | 2003-10-22 | 2003-10-21 | 2003-10-22 | 2003-10-22 | 0 | 26200 | 213.3 | STANDARD | 0 |  |  | 0 | 0 | 3 | 35 | 3 |  | RES |  | R5 |  |  |  | INDIVIDUAL |  | ZHANG TING HONG |  | 147-15 SANFORD AVENUE | FLUSHING NY 11355 | 7183211352 | REPLACE EXISTING ONE BOILER AND INSTALL ANOTHER TWO NEW BOILERS AT FIRST FLOOR. NO CHANGE IN USE, EGRESS, AND OCCUPANCY.
401742673 | 01 | QUEENS | 29-42 | 169 STREET | 04927 | 00025 | 4111549 | A2 | P | APPROVED | 2003-10-22 | 1-2-3 FAMILY | 407 | [18 empty] | X | GEN. CONST. | JOSEPH A SULTANA | RA | 0002357 | Y | 2003-10-21 | 2003-10-22 | 2003-10-22 | 0 | 2003-10-22 | 0 | 3000 | 100 | STANDARD | 0 |  |  | 0 | 0 | 0 | 0 | 0 | [7 empty] | INDIVIDUAL |  | ANVAR ASGAR | NONE | 29-42 169 STREET | NORTH FLUSHING NY 11356 | 9173643465 | INTERIOR DEMOLITION, REMOVAL OF WINDOWS AS PER PLANS. NO CHANGE IN USE, EGRESS OR OCCUPANCY.
401743217 | 01 | QUEENS | 144-06 | ROCKAWAY BOULEVARD | 12062 | 00051 | 4261925 | A2 | F | ASSIGNED TO P/E | 2003-10-23 | OTHER | 412 | [6 empty] | Y | [7 empty] | X | [5 empty] | Jose D Vargas | PE | 0056795 |  | 2003-10-21 | 2003-10-22 | 2003-10-22 | 2003-10-23 | 0 | 0 | 8000 | 170.9 | STANDARD | 0 |  |  | 0 | 0 | 3 | 30 | 0 |  | COM |  | R3-2 |  |  |  | PARTNERSHIP |  | Harold Block | 144-06 Rockaway LLC. | 70 East Sunrise Highway | Valley Stream NY 11581 | 7184476689 | Installation of new fire alarm system throughout building to include area smokes, duct smokes, strobes, horns and pull stations. No change in use, egress or occupancy.
401742334 | 01 | QUEENS | 482 | BEACH 44 STREET | 15965 | 00043 | 4856906 | A2 | F | ASSIGNED TO P/E | 2003-10-23 | 1-2-3 FAMILY | 414 | [6 empty] | Y | [11 empty] | X | GC | Louis Sanchez | PE | 0046307 |  | 2003-10-22 | 2003-10-22 | 2003-10-22 | 2003-10-23 | 0 | 0 | 1000 | 100 | STANDARD | 0 |  |  | 0 | 0 | 2 | 27 | 2 |  | J-3 |  | R4 |  |  |  | PARTNERSHIP |  | Yossi Toledano | Impressive Home Sales | 124-20 Metropolitan Avenue | Kew Gardens NY 11415 | 7184410200 | Structural drawings for piles filed in conjunction with New Building Construction. No change to use, egress or occupancy. Refer to NB: 401622133
401743351 | 01 | QUEENS | 168-06 | LINDEN BOULEVARD | 12332 | 00134 | 4267148 | A2 | F | ASSIGNED TO P/E | 2003-10-23 | 1-2-3 FAMILY | 412 | [6 empty] | Y | X | [10 empty] | X | ENL. | Hansa Persaud | PE | 0073779 |  | 2003-10-22 | 2003-10-22 | 2003-10-22 | 2003-10-23 | 0 | 0 | 7000 | 139.37 | STANDARD | 0 |  |  | 250 | 0 | 2 | 25 | 2 |  | J-3 |  | R3-2 |  |  |  | INDIVIDUAL |  | DONALD FERDINAND |  | 168-06 LINDEN BLVD | ST.ALBANS NY 11434 | 7186578433 | LEGALIZATION TO REAR EXTENSION AND BATHROOM AT 1st FLOOR LEVELS.
401743379 | 01 | QUEENS | 50-48 | 214 STREET | 07390 | 00028 | 4158880 | A2 | P | APPROVED | 2003-10-22 | 1-2-3 FAMILY | 411 | [6 empty] | Y | X | [10 empty] | X | ENL. | Joseph P Cacioppo | RA | 0016877 | Y | 2003-10-22 | 2003-10-22 | 2003-10-22 | 2003-10-22 | 2003-10-22 | 0 | 15000 | 199.53 | STANDARD | 0 |  |  | 413 | 0 | 2 | 25 | 1 |  | RES |  | R2 |  |  |  | INDIVIDUAL |  | Paul Turck | N/A | 50-48 214 Street | Bayside NY 11364 | 7184233538 | Proposed to enlarge existing dining room. at rear of premises. No change in Use or Occupancy.
401742218 | 02 | QUEENS | 230-59 | ROCKAWAY BOULEVARD | 13791 | 00002 | 4853219 | A2 | D | A/P ENTIRE | 2003-10-22 | OTHER | 413 | [6 empty] | Y | X | X | [11 empty] | Chris Sideris | PE | 0065574 |  | 2003-10-21 | 2003-10-22 | 2003-10-22 | 0 | 0 | 0 | 200 | 100 | STANDARD | 0 |  |  | 0 | 0 | 0 | 29 | 1 |  |  |  | M1-1 | [10 empty] | Proposed subsequent mechanical work and plumbing fixtures for new tenant lay-out in conjunction with new building application # 401276784 as shown on plans. No change in use, egress or occupancy.
401743397 | 01 | QUEENS | 50-33 | 202 STREET | 07379 | 00044 | 4158585 | A2 | R | PERMIT-ENTIRE | 2003-10-24 | 1-2-3 FAMILY | 411 | [6 empty] | Y | X | [10 empty] | X | GC | YEON CHAN LEE | PE | 0076501 | Y | 2003-10-22 | 2003-10-22 | 2003-10-22 | 2003-10-22 | 2003-10-22 | 2003-10-24 | 14000 | 146.35 | STANDARD | 0 |  |  | 0 | 0 | 2 | 25 | 2 |  | J-3 |  | R2 |  |  |  | INDIVIDUAL |  | Jin-Ho Yun |  | 50-33 202 Street | Queens NY 11364 | 7182255543 | INSTALLATION OF DECK AT THE REAR YARD. INSTALLATION OF PLUMBING FIXTURES AND GYP.BD. INSTALLATION OF BOILER, H.W.H. WASHER AND DRYER AT THE CELLAR. NO CHANGE IN USE, OCCUPANCY AND EGRESS IS INVOLVED UNDER THIS APPLICATION.
401743592 | 01 | QUEENS | 86-20 | WHITNEY AVENUE | 01579 | 00027 | 4311588 | A2 | J | P/E DISAPPROVED | 2003-10-22 | OTHER | 404 | [6 empty] | Y | X | X | [7 empty] | X |  | X | GC | CHUN-HSIUNG HUANG | PE | 0066722 | Y | 2003-10-22 | 2003-10-22 | 2003-10-22 | 2003-10-22 | 0 | 0 | 20000 | 294.5 | STANDARD | 0 |  |  | 0 | 0 | 2 | 25 | 0 |  | COM |  | C1-3 |  |  |  | PARTNERSHIP |  | SUTRISNO KURNIAWAN | INDO HOUSE CORP | 86-20 WHITNEY AVENUE | QUEENS NY 11373 | 6462707825 | RENOVATE EXISTING STORE FOR A TAKE-OUT RESTAURANT AT FIRST FLOOR AND INSTALL NEW FIRE SUPPRESSION SYSTEM. NO CHANGE IN USE GROUP, OCCUPANCY, AND EGRESS.
401743459 | 01 | QUEENS | 219-47 | JAMAICA AVENUE | 10724 | 00040 | 4229819 | A2 | F | ASSIGNED TO P/E | 2003-10-23 | 1-2-3 FAMILY | 413 | [7 empty] | X | [10 empty] | X | GC | STEVE GIMMONA | PE | 0072052 |  | 2003-10-22 | 2003-10-22 | 2003-10-22 | 2003-10-23 | 0 | 0 | 12000 | 136.05 | STANDARD | 0 |  |  | 0 | 0 | 3 | 28 | 2 | [7 empty] | INDIVIDUAL |  | LUCILLE CORPERTINO | N/A | 219-45 JAMAICA AVE | QUEENS VILLAGE NY 11428 | 5163580080 | REMOVED AND REPLACE AND STRUCTURALLY SUP PORT ROTTED AND DEFECTIVE FLOOR BEAMS WALLS AND PARTITIONS INSTALL SUSPE NDED CEILING AS PER PLAN REPLACE DEFECT VE PLUMBING LINES. NO CHANGE IN USE EGRE SS OR OCCUPANCY
401743716 | 01 | QUEENS | 21-44 | 45 STREET | 00784 | 00050 | 4015012 | A2 | J | P/E DISAPPROVED | 2003-10-22 | 1-2-3 FAMILY | 401 | [6 empty] | Y | X | [12 empty] | INGRAM S CARNER | RA | 0005832 | Y | 2003-10-22 | 2003-10-22 | 2003-10-22 | 0 | 0 | 0 | 4000 | 100 | STANDARD | 0 |  |  | 0 | 0 | 3 | 32 | 1 |  | RES |  | R4 |  |  |  | INDIVIDUAL |  | LEONDIS XENAKIS |  | 21-44 45 STREET | ASTORIA NY 11101 | 9173354164 | PROPOSE TO INSTALL NEW BATHROOM AT THIRD FLOOR ALL AS PER PLANS FILED HEREWITH. NO CHNAGE TO USE OCCUPANCY OR EGRESS. SEE ALT 401468443 FOR NEW THIRD FLOOR.
401742478 | 01 | QUEENS | 41-26 | 27 STREET | 00415 | 00033 | 4005014 | A2 | F | ASSIGNED TO P/E | 2003-10-24 | OTHER | 401 | [6 empty] | Y | [8 empty] | X |  |  | X | GC | GEORGE CAMBOURAKIS | PE | 0060234 |  | 2003-10-22 | 2003-10-23 | 2003-10-23 | 2003-10-24 | 0 | 0 | 20000 | 424.5 | STANDARD | 0 |  |  | 0 | 0 | 1 | 13 | 0 |  | COM |  | M1-3 |  |  |  | CORPORATE |  | MITCHELL HIRTH | 41-26 27TH STREET,LLC | 210 WEST 70TH STREET | MANHATTAN NY 10023 | 2127993950 | PROPOSED REMOVAL OF FIRE DAMAGED ROOF JOIST & MASONRY PERIMETER WALLS DOWN TO GRADE FOR EXISTING ONE STORY BUILDING TO MAKE SAFE AS PER PLANS FILED HEREWITH. NO CHANGE IN USE,EGRESS OR OCCUPANCY.
401743672 | 01 | QUEENS | 162-02 | JAMAICA AVENUE | 10102 | 00001 | 4215621 | A2 | F | ASSIGNED TO P/E | 2003-10-24 | OTHER | 412 | [6 empty] | Y | [8 empty] | X |  |  | X | GC | CHIEN HAN | RA | 0021833 |  | 2003-10-22 | 2003-10-23 | 2003-10-23 | 2003-10-24 | 0 | 0 | 10000 | 321.5 | STANDARD | 0 |  |  | 0 | 0 | 2 | 21 | 0 |  | COM |  | C6-1 |  |  |  | CORPORATE |  | MICHAEL SARANTINOS | TEAM DEV. CORP | 67 TIP TOP LA | HICKSVILLE NY 11801 | 9178385553 | INSTALL TEMP. FENCE & STOREFRONT WORK ONLY.
401743707 | 01 | QUEENS | 244-22 | 88 AVENUE | 08638 | 00021 | 4176230 | A2 | P | APPROVED | 2003-10-23 | 1-2-3 FAMILY | 413 | [6 empty] | Y | X | [10 empty] | X | GC | CHUN-HSIUNG HUANG | PE | 0066722 | Y | 2003-10-22 | 2003-10-23 | 2003-10-23 | 2003-10-23 | 2003-10-23 | 0 | 7000 | 110.3 | STANDARD | 0 |  |  | 0 | 0 | 2 | 25 | 1 |  | COM |  | R4-1 |  |  |  | INDIVIDUAL |  | SHAJI ZACHARIAH |  | 244-22 88 AVENUE | QUEENS NY 11426 | 7183472921 | LEGALIZE 2-PIECE BATHROOM AND REAREATION ROOM IN THE CELLAR. NO CHANGE IN USE, EGRESS, AND OCCUPANCY.
401743770 | 01 | QUEENS | 108-36 | QUEENS BOULEVARD | 03257 | 00001 | 4078003 | A2 | F | ASSIGNED TO P/E | 2003-10-24 | OTHER | 406 | [6 empty] | Y | [6 empty] | X | [6 empty] | Walter Marin | RA | 0027948 |  | 2003-10-22 | 2003-10-23 | 2003-10-23 | 2003-10-24 | 0 | 0 | 35000 | 449 | STANDARD | 0 |  |  | 0 | 0 | 2 | 20 | 0 |  | C |  | C4-2 |  |  |  | CORPORATE |  | Peter Galleta | Cord Meyer Development, LLC | 111-15 Queens Blvd. | Forest Hills NY 11375 | 7182682500 | Modification to existing Sprinkler System. No change to use, occupancy and/or egress.
401743789 | 01 | QUEENS | 108-36 | QUEENS BOULEVARD | 03257 | 00001 | 4078003 | A2 | F | ASSIGNED TO P/E | 2003-10-24 | OTHER | 406 | [6 empty] | Y | X | X | [9 empty] | X | GC | Walter Marin | RA | 0027948 |  | 2003-10-22 | 2003-10-23 | 2003-10-23 | 2003-10-24 | 0 | 0 | 200000 | 2148.5 | STANDARD | 0 |  |  | 0 | 0 | 2 | 20 | 0 |  | C |  | C4-2 |  |  |  | CORPORATE |  | Peter Galleta | Cord Meyer Development, LLC | 111-15 Queens Blvd. | Forest Hills NY 11375 | 7182682500 | Storefront replacement, minor partition work. Installationof HVAC equipment and associated ductwork. Installation of plumbing fixtures and associated piping. No change to use, occupancy and/or egress.
401743869 | 01 | QUEENS | 230-59 | ROCKAWAY BOULEVARD | 13791 | 00002 | 4853219 | A2 | F | ASSIGNED TO P/E | 2003-10-24 | OTHER | 413 | [6 empty] | Y | [7 empty] | X | [5 empty] | Filolaos Kefalas | PE | 0066710 |  | 2003-10-22 | 2003-10-23 | 2003-10-23 | 2003-10-24 | 0 | 0 | 100 | 100 | STANDARD | 0 |  |  | 0 | 0 | 2 | 29 | 0 |  | E |  | M1-1 |  |  |  | PARTNERSHIP |  | Daniel Johnson | IAC New York LLC | 1849 Green Bay Road 4th Floor | Highland Park IL 60035 | 2486441500 | It is proposed to modify fire alarm system for new tenant lay-out in conjunction with new building application # 401276784 as shown on plans. No change in use ,egres or occupancy.
401743841 | 01 | QUEENS | 69-20 | 66 ROAD | 03049 | 00011 | 4071139 | A2 | P | APPROVED | 2003-10-23 | 1-2-3 FAMILY | 405 | [6 empty] | Y | X | [12 empty] | JOHN J SCHESCHAREG | RA | 0025941 | Y | 2003-10-23 | 2003-10-23 | 2003-10-23 | 2003-10-23 | 2003-10-23 | 0 | 3000 | 100 | STANDARD | 0 |  |  | 0 | 0 | 3 | 28 | 3 |  | RES |  | R5 |  |  |  | INDIVIDUAL |  | FELIX J GICZ | NA | 69-20 66 ROAD | MIDDLE VILLAGE NY 11379 | 2123556555 | INSTALL SPRINKLER SYSTEM IN PUBLIC HALLWAY AND STAIRS. NO CHANGE IN USE, OCCUPANCY OR EGRESS (DIRECTIVE 14/75).
401743921 | 01 | QUEENS | 71-40 | KESSEL STREET | 03243 | 00020 | 4077653 | A2 | F | ASSIGNED TO P/E | 2003-10-24 | 1-2-3 FAMILY | 406 | [6 empty] | Y | [11 empty] | X | ENL | Boleslaw Ryzinski | RA | 0020791 |  | 2003-10-23 | 2003-10-23 | 2003-10-23 | 2003-10-24 | 0 | 0 | 5000 | 121.51 | STANDARD | 0 |  |  | 185 | 0 | 3 | 34 | 1 |  | RES |  | R3-2 |  |  |  | INDIVIDUAL |  | Andrzej Kenda | None | 71-40 Kessel Street | Forest Hills NY 11375 | 7182681983 | New dormers in (1) family house. Roof decking over open rear porch. No change to use, occupancy and egress.
401743789 | 02 | QUEENS | 108-36 | QUEENS BOULEVARD | 03257 | 00001 | 4078003 | A2 | D | A/P ENTIRE | 2003-10-23 | OTHER | 406 | [6 empty] | Y | [11 empty] | X | Structural | Phillip Murray | PE | 0064095 |  | 2003-10-23 | 2003-10-23 | 2003-10-23 | 0 | 0 | 0 | 50000 | 603.5 | STANDARD | 0 |  |  | 0 | 0 | 0 | 0 | 0 | [14 empty] | Structural Work as per plans filed herewith. No change to use, occupancy and/or egress.
401744261 | 01 | QUEENS | 145 | BEACH 127 STREET | 16237 | 00034 | 4435636 | A2 | F | ASSIGNED TO P/E | 2003-10-24 | 1-2-3 FAMILY | 414 | [7 empty] | X |  | X | [10 empty] | HUGH W CHRYSLER | PE | 0076805 |  | 2003-10-23 | 2003-10-23 | 2003-10-23 | 2003-10-24 | 0 | 0 | 6000 | 105.15 | STANDARD | 0 |  |  | 0 | 0 | 3 | 35 | 3 | [7 empty] | INDIVIDUAL |  | RICHARD GWILLYM | RICHARD GWELLYM | 145 BEACH 127ST | QUEENS NY 11694 | 7186343085 | INSTALL 3 GAS BOILERS. OIL TO GAS CONVER SION.
401744270 | 01 | QUEENS | 32-14 | NORTHERN BOULEVARD | 00214 | 00210 | 4003105 | A2 | F | ASSIGNED TO P/E | 2003-10-24 | OTHER | 401 | [6 empty] | Y | X | X | [11 empty] | Ronen Sharon | PE | 0065106 |  | 2003-10-23 | 2003-10-23 | 2003-10-23 | 2003-10-24 | 0 | 0 | 25000 | 346 | STANDARD | 0 |  |  | 0 | 0 | 8 | 115 | 0 |  | COM |  | M1-1D |  |  |  | PARTNERSHIP |  | John R Behan | 33-00 Partners, LLC | 75 9 Ave | NYC NY 10011 | 2122436005 | Installation of mechanical duct work and plumbing fixtures as per attached plans. There is no change in use, egress or occupancy.
401744289 | 01 | QUEENS | 32-14 | NORTHERN BOULEVARD | 00214 | 00210 | 4003105 | A2 | F | ASSIGNED TO P/E | 2003-10-24 | OTHER | 401 | [6 empty] | Y | [6 empty] | X | [6 empty] | Ronen Sharon | PE | 0065106 |  | 2003-10-23 | 2003-10-23 | 2003-10-23 | 2003-10-24 | 0 | 0 | 10000 | 191.5 | STANDARD | 0 |  |  | 0 | 0 | 8 | 115 | 0 |  | COM |  | M1-1D |  |  |  | PARTNERSHIP |  | John R Behan | 33-00 Partners, LLC | 75 9 Ave | NYC NY 10011 | 2122436005 | Modification of existing sprinkler systems(branch piping and heads) as per attached plans. There is no change in use ,occupancy or egress.
401743137 | 01 | QUEENS | 86-30 | 235 COURT | 07952 | 00045 | 4166513 | A2 | D | A/P ENTIRE | 2003-10-24 | 1-2-3 FAMILY | 413 | [7 empty] | X | [10 empty] | X | ENL- GC | VILAS PARAB | RA | 0014767 |  | 2003-10-20 | 2003-10-21 | 2003-10-24 | 0 | 0 | 0 | 20000 | 235.4 | STANDARD | 0 |  |  | 500 | 0 | 2 | 22 | 2 | [7 empty] | INDIVIDUAL |  | JAN LEWICKI | N/A | 86-30 235TH COURT | QUEENS VILLAGE NY 11427 | 7184648507 | PARTIAL EXTENSION OF SECOND FLOOR TO EXI STING TWO FAMILY DWELLING. EXTE SION OF EXISTING BEDROOM AND EXISTING LI VING ROOM.
401743814 | 01 | QUEENS | 21-57 | 73 STREET | 00969 | 00039 | 4021321 | A2 | H | P/E IN PROCESS | 2003-10-24 | 1-2-3 FAMILY | 401 | [7 empty] | X | [12 empty] | JOHN CARUSONE | RA | 0013549 | Y | 2003-10-23 | 2003-10-24 | 2003-10-24 | 2003-10-24 | 0 | 0 | 1000 | 100 | STANDARD | 0 |  |  | 0 | 0 | 3 | 25 | 3 | [7 empty] | INDIVIDUAL |  | BENNY COTILETTA | N/A | 21-51 73 RD STREET | EAST ELMHURST NY 11370 | 7189614665 | THIS APPLICATIONIS FILED IN CONJUCTION T O NB #401375150 FOR PLUMBING WORK THAT WAS ERRONIOUSLY NOT INCLUDED A S WORK TYPE PL
401743823 | 01 | QUEENS | 28-34 | 45 STREET | 00700 | 00033 | 4012130 | A2 | P | APPROVED | 2003-10-24 | 1-2-3 FAMILY | 401 | [7 empty] | X | [10 empty] | X | GC | JOHN CARUSONE | RA | 0013549 | Y | 2003-10-23 | 2003-10-24 | 2003-10-24 | 0 | 2003-10-24 | 0 | 5000 | 100 | STANDARD | 0 |  |  | 0 | 0 | 2 | 22 | 2 | [7 empty] | INDIVIDUAL |  | AMATO DILAURO | N/A | 38-34 45 STREET | ASTORIA NY 11103 | 7186267545 | LEGALIZE PLUMBING AND PARTITION AT CELLA R
401744092 | 01 | QUEENS | 71-76 | YELLOWSTONE BOULEVARD | 03163 | 00032 | 4074896 | A2 | Q | PERMIT-PARTIAL | 2003-10-24 | OTHER | 406 | [6 empty] | Y | X | X | [11 empty] | GUY R MORTON | PE | 0052694 | Y | 2003-10-23 | 2003-10-24 | 2003-10-24 | 2003-10-24 | 2003-10-24 | 0 | 50000 | 603.5 | STANDARD | 0 |  |  | 0 | 0 | 1 | 15 | 0 |  | C |  | C1-2 | R4 |  |  | INDIVIDUAL |  | STEPHAN TAYLOR | 6040 F P FOOD LLC | 71-76 YELLOWSTONE BOULEVARD | QUEENS NY 11375 | 7182617505 | REPLACEMENT OF THE FOLLOWING ROOF-TOP EQUIPMENT: ONE (1) 15-TON A/C UNIT, ONE (1) 5-TON COOLING TOWER, ONE (1) 5-hp REFRIGERATION CONDENSER. (TOTAL COOLING CAPACITY: 25 TONS) . NO CHANGE IN USE, EGRESS OR OCCUPANCY UNDER THIS APPLICATON. PROFESSIONAL CERTIFICATION IS REQUESTED FOR THIS
401744118 | 01 | QUEENS | 64-15 | 102 STREET | 02127 | 00056 | 4051193 | A2 | P | APPROVED | 2003-10-24 | 1-2-3 FAMILY | 406 | [6 empty] | Y | X | [12 empty] | NAJIBULLAH FAROOQI | PE | 0066030 | Y | 2003-10-23 | 2003-10-24 | 2003-10-24 | 2003-10-24 | 2003-10-24 | 0 | 15000 | 151.5 | STANDARD | 0 |  |  | 0 | 0 | 3 | 30 | 3 |  | RES |  | R7-1 |  |  |  | INDIVIDUAL |  | MEDAZNAN GULKAROV | N/A | 64-15 102 ST | FOREST HILLS NY 11375 | 7184595847 | FILING NEW PLUMBING WORK IN CONJUNCTION WITH APPLICATION#401571143
401744127 | 01 | QUEENS | 87-14 | ROCKAWAY BEACH BOULEVARD | 16121 | 00146 | 4303429 | A2 | P | APPROVED | 2003-10-24 | OTHER | 414 | [6 empty] | Y | X | [12 empty] | NAJIBULLAH FAROOQI | PE | 0066030 | Y | 2003-10-23 | 2003-10-24 | 2003-10-24 | 2003-10-24 | 2003-10-24 | 0 | 4500 | 140 | STANDARD | 0 |  |  | 0 | 0 | 1 | 15 | 0 |  | COM |  | R6 | C2-2 |  |  | CORPORATE |  | NEIL BRESS | BRESS HOLDING INC. | 480 WEST CHESTER | LONG BEACH NY 11311 | 5168899868 | REPLACING OLD CHURCH BOILER WITH NEW ONE,HOT WATER HEATERS, AND FURNACE
401744546 | 01 | QUEENS | 130-20 | 89 ROAD | 09357 | 00017 | 4851557 | A2 | D | A/P ENTIRE | 2003-10-24 | OTHER | 409 | [14 empty] | X | [5 empty] | GENNARO RITIENI | PE | 0075814 |  | 2003-10-23 | 2003-10-23 | 2003-10-24 | 0 | 0 | 0 | 120000 | 1324.5 | STANDARD | 0 |  |  | 0 | 0 | 0 | 0 | 0 | [7 empty] | CORPORATE | Y | PETER A GRISAFI | SAMARITAN FOUNDATION, INC. | 138-02 QUEENS BLVD. | BRIARWOOD NY 11435 | 7182062000 | INSTALLATION OF NEW FIRE ALARM SYSTEM IN CONJUNCTION WITH NEW BUILDING.
401744154 | 01 | QUEENS | 152-12 | NORTHERN BOULEVARD | 05266 | 00004 | 4119191 | A2 | P | APPROVED | 2003-10-24 | OTHER | 407 | [6 empty] | Y | [8 empty] | X |  |  | X | ENL. | KANG CHAN | PE | 0065657 | Y | 2003-10-23 | 2003-10-24 | 2003-10-24 | 0 | 2003-10-24 | 0 | 49000 | 810.25 | STANDARD | 0 |  |  | 341 | 0 | 1 | 15 | 0 |  | C |  | C2-2 |  |  |  | INDIVIDUAL |  | KI KIM | 152-12 NORTHERN LLC. | 25 TWEED BLVD. | NYACK NY 10960 | 8453583395 | EXISTING STORE RENOVATION INCLUDING EXTENSION. AND STORE FRONT WORK. NO CHANGE IN USE, OCCUPANCY AND EGRESS IS INVOLVED UNDER THIS APPLICATION.
401744163 | 01 | QUEENS | 68-07 | COOPER AVENUE | 03703 | 00047 | 4090345 | A2 | P | APPROVED | 2003-10-24 | OTHER | 405 | [6 empty] | Y | X | [10 empty] | X | GC | FRED W TORRICO | RA | 0023257 | Y | 2003-10-23 | 2003-10-24 | 2003-10-24 | 2003-10-24 | 2003-10-24 | 0 | 20000 | 294.5 | STANDARD | 0 |  |  | 0 | 0 | 2 | 25 | 4 |  | RES |  | R5 |  |  |  | CORPORATE |  | ANTHONY GHERSI | ASTER BEECHWOOD REALTY AND DEVEL | 30 Beechwood Dr | Glen Head NY 11545 | 5167797303 | Renovation and modification of existing layout in existing apartments on 1st and 2nd floors including installation of 2-fixture toilet, laundry and heating and hot water units in cellar as shown on submitted drawings. No change in occupancy, use or egress.
401744172 | 01 | QUEENS | 77-12 | NORTHERN BOULEVARD | 01250 | 00006 | 4028768 | A2 | D | A/P ENTIRE | 2003-10-24 | OTHER | 403 | [8 empty] | X | [9 empty] | X | GC | TAREK ZEID | PE | 0066283 |  | 2003-10-23 | 2003-10-24 | 2003-10-24 | 0 | 0 | 0 | 6500 | 160.6 | STANDARD | 0 |  |  | 0 | 0 | 0 | 0 | 0 |  |  |  | C8-1 | R4 |  |  | CORPORATE |  | GILBER LOUZON | LOUZON ENTERPRISES | 77-12 NORTHERN BLVD. | JACKSON HEIGHTS NY 11372 | 7183358600 | PROPOSED LEGALIZATION OF A SPRAY PAINT B OTH. ALL AS PER PLANS FILED HER WITH. NO CHANGE IN USE EGRESS OR OCCUPAN CY.
401744172 | 02 | QUEENS | 77-12 | NORTHERN BOULEVARD | 01250 | 00006 | 4028768 | A2 | D | A/P ENTIRE | 2003-10-24 | OTHER | 403 | [18 empty] | X |  | TAREK ZEID | PE | 0066283 |  | 2003-10-23 | 2003-10-24 | 2003-10-24 | 0 | 0 | 0 | 5000 | 140 | STANDARD | 0 |  |  | 0 | 0 | 0 | 0 | 0 | [14 empty] | TO ERECT 4HR RATED WALLS AND CLOSURE OF EXISTING WINDOWS. ALL AS PER PLA NS FILED HEREWITH. NO CHANGE IN USE, EGR ESS OR OCCUPANCY.
401744617 | 01 | QUEENS | 108-19 | 70 AVENUE | 02221 | 00059 | 4052323 | A2 | D | A/P ENTIRE | 2003-10-24 | 1-2-3 FAMILY | 406 | [7 empty] | X | X | [9 empty] | X | GC | ANTHONY TAKOS | RA | 0025282 |  | 2003-10-23 | 2003-10-24 | 2003-10-24 | 0 | 0 | 0 | 150000 | 846.75 | STANDARD | 0 |  |  | 0 | 0 | 2 | 32 | 1 |  |  |  | R1-2 |  |  |  | INDIVIDUAL |  | VIOLETA KANDOV | NA | 62-95 SAUNDERS STREET APT 5P | REGO PARK NY 11374 | 5169382586 | RENOVATION OF AN EXISTING 2-1/2 STORY B RICK ONE FAMILY DWELLING, NEW P UMBING AND MECH. RECONFIGURATION OF INT ERIOR STAIR, PARTITIONS AND ROOF
401744225 | 01 | QUEENS | 85-36 | 260 STREET | 08802 | 00055 | 4180106 | A2 | D | A/P ENTIRE | 2003-10-24 | 1-2-3 FAMILY | 413 | [6 empty] | Y |  | X | [9 empty] | X | GC | Aaron Cheung | PE | 0065635 |  | 2003-10-23 | 2003-10-24 | 2003-10-24 | 0 | 0 | 0 | 15000 | 151.5 | STANDARD | 0 |  |  | 0 | 0 | 2 | 32 | 1 |  | J-3 |  | R2 |  |  |  | INDIVIDUAL |  | SAHA KANIKA |  | 47-45 98 PLACE | QUEENS NY 11368 | 6464080741 | INSTALL NEW A/C UNITS & DUCTWORKS FOR EXISTING 2-STORY BUILDING FILING IN CONJUNCTION WITH DOB JOB #401592399
401744644 | 01 | QUEENS | 97-18 | 101 AVENUE | 09104 | 00008 | 4189379 | A2 | P | APPROVED | 2003-10-24 | OTHER | 409 | [6 empty] | Y | [8 empty] | X |  |  |  |  | Valentino Pompeo | RA | 0028075 | Y | 2003-10-24 | 2003-10-24 | 2003-10-24 | 2003-10-24 | 2003-10-24 | 0 | 0 | 130 | STANDARD | 0 |  |  | 0 | 0 | 3 | 30 | 0 |  | COM |  | C1-2 |  |  |  | INDIVIDUAL |  | ROBERT AGREST | OWNER | 161-28 CROSSBAY BLVD | HOWARD BEACH NY 11414 | 7188355658 | application filed for installation of sidewalk scaffolding. no change in use egress or occupacny
401744653 | 01 | QUEENS | 422 | BEACH 144 STREET | 16294 | 00051 | 4306561 | A2 | D | A/P ENTIRE | 2003-10-24 | 1-2-3 FAMILY | 414 | [6 empty] | Y | [11 empty] | X | ENL | Valentino Pompeo | RA | 0028075 |  | 2003-10-24 | 2003-10-24 | 2003-10-24 | 0 | 0 | 0 | 10000 | 145.17 | STANDARD | 0 |  |  | 167 | 0 | 1 | 13 | 0 |  | B-2 |  | R1-2 |  |  |  | INDIVIDUAL |  | RICHARD MCGRATH | OWNER | 422 B 144 ST | NEPONSIT NY 11694 | 7183185507 | APPLICATION FILED FOR HORIZONTAL ENLARGEMENT OF THE EXISTING DETACHED GARAGE. ALL WORK IS AS PER PLANS SUBMITTED HEREWITH
401744564 | 01 | QUEENS | 75-20 | ASTORIA BOULEVARD | 01027 | 00050 | 4022646 | A2 | D | A/P ENTIRE | 2003-10-24 | OTHER | 403 | [6 empty] | Y | [7 empty] | X | [5 empty] | Sidney Barbanel | PE | 0029534 |  | 2003-10-24 | 2003-10-24 | 2003-10-24 | 0 | 0 | 0 | 5000 | 140 | STANDARD | 0 |  |  | 0 | 0 | 4 | 52 | 0 |  | E |  | M1-1 |  |  |  | CORPORATE |  | David Blumenfeld | LaGuardia Corp Center Associates | 6800 Jericho Turnpike | Syosset NY 11791 | 5169210800 | It is proposed to modify existing fire alarm sytstem for new tenant layout in existing office building as shown on plans. No change in use, egress or occupancy.
401744519 | 01 | QUEENS | 75-20 | ASTORIA BOULEVARD | 01027 | 00050 | 4022646 | A2 | D | A/P ENTIRE | 2003-10-24 | OTHER | 403 | [6 empty] | Y | [11 empty] | X | CONS | Michael Dejoseph | RA | 0027988 |  | 2003-10-24 | 2003-10-24 | 2003-10-24 | 0 | 0 | 0 | 17000 | 263.6 | STANDARD | 0 |  |  | 0 | 0 | 4 | 52 | 0 |  | E |  | M1-1 |  |  |  | CORPORATE |  | David Blumenfeld | LaGuardia Corp Center Associates | 6800 Jericho Turnpike | Syosset NY 11791 | 5169210800 | It is proposed to install new tenant layout in existing office building as shown on plans. No change in use ,egress or occupancy.
401744519 | 02 | QUEENS | 75-20 | ASTORIA BOULEVARD | 01027 | 00050 | 4022646 | A2 | D | A/P ENTIRE | 2003-10-24 | OTHER | 403 | [6 empty] | Y |  | X | [11 empty] | Sidney Barbanel | PE | 0029534 |  | 2003-10-24 | 2003-10-24 | 2003-10-24 | 0 | 0 | 0 | 3000 | 100 | STANDARD | 0 |  |  | 0 | 0 | 0 | 0 | 0 |  |  |  | M1-1 | [10 empty] | Subsequent filing to install new mechanical ductwork for new tenant lay-out in existing office buildinga as shown on plans. no change in use ,egress or occupancy.
401744680 | 01 | QUEENS | 87-14 | 257 STREET | 08824 | 00048 | 4180599 | A2 | J | P/E DISAPPROVED | 2003-10-24 | 1-2-3 FAMILY | 413 | [6 empty] | Y | X | [10 empty] | X | ENL. | Anand Solanki | PE | 0056832 |  | 2003-10-24 | 2003-10-24 | 2003-10-24 | 0 | 0 | 0 | 30000 | 303.41 | STANDARD | 0 |  |  | 642 | 0 | 2 | 28 | 1 |  | RES |  | R2 |  |  |  | INDIVIDUAL |  | ANIL DAVE |  | 87-14 257 STREET | FLORAL PARK NY 11001 | 7183438910 | EXTENSION OF 251 SF ON 1ST FLOOR AND 391 SF ON 2ND FLOOR. NO CHANGE IN EGRESS USE OR OCCUPANCY.
401744430 | 01 | QUEENS | 18-50 | COLLEGE POINT BOULEVARD | 04083 | 00040 | 4098319 | A2 | P | APPROVED | 2003-10-24 | OTHER | 407 | [6 empty] | Y | X | X | [6 empty] | X |  |  | X | GEN CONS | PETER GEE | RA | 0021890 | Y | 2003-10-24 | 2003-10-24 | 2003-10-24 | 2003-10-24 | 2003-10-24 | 0 | 65000 | 888 | STANDARD | 0 |  |  | 0 | 0 | 3 | 35 | 1 |  | C |  | C1-1 | R4 |  |  | CORPORATE |  | SAL DI CAMILLO | C.J. HOLDING CORP | 141-51 11TH AVE | WHITESTONE NY 11357 | 7184452900 | Interior renovation of existing store. Raise portion of existing roof at 1st floor store.Rebuild portion of wall and foundation. New concrete floor slab. Plumbing & partition work as per plan. Replace existing ductwork with new. New aluminum & glass storefront. No change in use, occupancy, or egress. CO
401744421 | 01 | QUEENS | 33-11 | 150 PLACE | 04992 | 00014 | 4112921 | A2 | D | A/P ENTIRE | 2003-10-24 | 1-2-3 FAMILY | 407 | [6 empty] | Y | [11 empty] | X | ENL | DAVID SILBERMAN | PE | 0059599 |  | 2003-10-24 | 2003-10-24 | 2003-10-24 | 0 | 0 | 0 | 2500 | 102.9 | STANDARD | 0 |  |  | 25 | 0 | 2 | 20 | 1 |  | J-3 |  | R2 |  |  |  | INDIVIDUAL |  | MICHAEL J LEE | Individual | 33-11 150 Place | Queens NY 11354 | 7187792194 | To extend enclosed porch in side yard and to install wood deck in rear yard. No change in use, egress or occupancy.
401744733 | 01 | QUEENS | 100-11 | ASTORIA BOULEVARD | 01658 | 00009 | 4041277 | A2 | D | A/P ENTIRE | 2003-10-24 | OTHER | 403 | [7 empty] | X | [8 empty] | X |  |  |  | DINA VEDMED | RA | 0024178 |  | 2003-10-24 | 2003-10-24 | 2003-10-24 | 0 | 0 | 0 | 3000 | 100 | STANDARD | 0 |  |  | 0 | 0 | 1 | 15 | 0 | [7 empty] | CORPORATE |  | ANTHONY ARGENTO | CORA STAR HOLDING CORP | 25-09 BROADWAY | LIC NY 11106 | 7187249121 | INSTALLATION OF KITCHEN FIRE SUPPRESSION SYSTEM. NO CHANGE IN USE, EGRE S OR OCCUPANCY.
401744332 | 01 | QUEENS | 84-31 | VAN WYCK EXPRESSWAY | 09648 | 00024 | 4206510 | A2 | P | APPROVED | 2003-10-24 | OTHER | 408 | [11 empty] | X | [6 empty] | X | ENCLOSURE | HOWARD J KRIGSMAN | PE | 0069428 | Y | 2003-10-24 | 2003-10-24 | 2003-10-24 | 2003-10-24 | 2003-10-24 | 0 | 32000 | 418.1 | STANDARD | 0 |  |  | 0 | 0 | 0 | 0 | 0 | [7 empty] | PARTNERSHIP |  | ABE ETHEM | JRD MANAGEMENT | 875 MAMARONECK | MAMRONECK NY 10543 | 9148998000 | OIL TANK REPLACEMENT AND CONSTRUCTION OF ENCLOSURE. EXISTING TANK TO BE DISCONTINUED AS PER LL 69/69. NO CHANGE IN USE EGRESS OR OCCUPANCY.
401744902 | 01 | QUEENS | 137-40 | NORTHERN BOULEVARD | 04977 | 00036 | 4112349 | A2 | P | APPROVED | 2003-10-24 | OTHER | 407 | [6 empty] | Y | [9 empty] | X |  |  |  | YEON CHAN LEE | PE | 0076501 | Y | 2003-10-24 | 2003-10-24 | 2003-10-24 | 2003-10-24 | 2003-10-24 | 0 | 6000 | 150.3 | STANDARD | 0 |  |  | 0 | 0 | 2 | 23 | 0 |  | C |  | C1-2 |  |  |  | INDIVIDUAL |  | Byung H. Lee | n/a | 137-40 Northern Blvd. | Flushing NY 11354 | 9177094821 | Installation of fire suppression system. This job has conjuction with #401710715. No change in use, egress or occupancy.
401744813 | 01 | QUEENS | 144-64 | SANFORD AVENUE | 05374 | 00027 | 4443542 | A2 | P | APPROVED | 2003-10-24 | OTHER | 407 | [6 empty] | Y | [11 empty] | X | MASONARY REPAIR | William Lau | PE | 0073602 | Y | 2003-10-24 | 2003-10-24 | 2003-10-24 | 2003-10-24 | 2003-10-24 | 0 | 45000 | 552 | STANDARD | 0 |  |  | 0 | 0 | 7 | 75 | 0 |  | J-2 |  | R6 |  |  |  | CORPORATE |  | Anne Pentola | Sanford Plaza Apt. Corp. | 820 Second Ave., c/o Heron Ltd. | New York NY 10017 | 2124905000 | Rooftop masonary repairs and parapet exterior siding installation. No change in use, occupancy, or egress.
401744993 | 01 | QUEENS | 25-01 | JACKSON AVENUE | 00079 | 00030 | 4307108 | A2 | D | A/P ENTIRE | 2003-10-24 | OTHER | 402 | [13 empty] | X | [6 empty] | FREDERICK LINDQUIST | PE | 0059849 |  | 2003-10-24 | 2003-10-24 | 2003-10-24 | 0 | 0 | 0 | 20000 | 294.5 | STANDARD | 0 |  |  | 0 | 0 | 0 | 0 | 0 |  | E |  | C5-3 |  |  |  | CORPORATE |  | BRIAN MACDONALD | CITIBANK CRS | 425 PARK AVENUE 3RD FLOOR | NEW YORK NY 10022 | 2126158146 | MODIFICATION OF EXISTING SPRINKLER SYSTEM TO ACCOMMODATE NEW LAYOUT AS SHOWN ON DRAWINGS FILED HEREWIDTH. NO CHANGE IN USE, EGRESS OR OCCUPANCY UNDER THIS APPLICATION
401745000 | 01 | QUEENS | 25-01 | JACKSON AVENUE | 00079 | 00030 | 4307108 | A2 | D | A/P ENTIRE | 2003-10-24 | OTHER | 402 | [14 empty] | X | [5 empty] | FREDERICK LINDQUIST | PE | 0059849 |  | 2003-10-24 | 2003-10-24 | 2003-10-24 | 0 | 0 | 0 | 20000 | 294.5 | STANDARD | 0 |  |  | 0 | 0 | 0 | 0 | 0 | [7 empty] | CORPORATE |  | BRIAN MACDONALD | CITIBANK CRS | 425 PARK AVE 3RD FLOOR | NEW YORK NY 10022 | 2126158146 | MODIFICATION OF EXISTING CLASS E FIRE A LARM SYSTEM TO ACCOMODDATE NEW LAYOUT AS SHOWN ON DRAWINGS FILED HERE WITH. NO CHANGE IN USE, EGRESS OR OCCU ANCY UNDER THIS APPLICATION
500649408 | 01 | STATEN ISLAND | 31 | BAYVIEW PLACE | 00576 | 00097 | 5014756 | A2 | P | APPROVED | 2003-10-20 | 1-2-3 FAMILY | 501 | [6 empty] | Y | [11 empty] | X | GC | George F Turner | RA | 0019756 | Y | 2003-10-20 | 2003-10-20 | 2003-10-20 | 2003-10-20 | 2003-10-20 | 0 | 21000 | 182.4 | STANDARD | 0 |  |  | 0 | 0 | 3 | 30 | 1 |  | RES |  | R3-2 |  |  |  | INDIVIDUAL | Y | Joseph Daly | Home owner | 31 Bayview Place | SI NY 10304 | 3472107819 | Remove roof at attic rear to create roof deck. No extension or enlargem proposed no change to occupancy,use or e gress
500649916 | 01 | STATEN ISLAND | 125 | LAKE AVENUE | 01161 | 00001 | 5107122 | A2 | P | APPROVED | 2003-10-23 | OTHER | 501 | [18 empty] | X | GC | LEONARD RAMPULLA | RA | 0018963 | Y | 2003-10-20 | 2003-10-20 | 2003-10-21 | 2003-10-21 | 2003-10-23 | 0 | 5000 | 140 | STANDARD | 0 |  |  | 0 | 0 | 0 | 0 | 0 | [7 empty] | INDIVIDUAL |  | JACK GIMBLEMAN | NA | 125 LAKE AVENUE | STATEN ISLAND NY 10301 | 7189817700 | INSTALLATION OF FENCED STORAGE LOCKER FOR PROPANE TANK STORAGE
500650306 | 01 | STATEN ISLAND | 145 | GREAVES LANE |  |  | 5857049 | A2 | H | P/E IN PROCESS | 2003-10-24 | OTHER | 503 | [6 empty] | Y | X | [8 empty] | X |  |  |  | Moon S Hahn | PE | 0053541 |  | 2003-10-21 | 2003-10-21 | 2003-10-21 | 2003-10-22 | 0 | 0 | 3000 | 100 | STANDARD | 0 |  |  | 0 | 0 | 1 | 22 | 0 |  | F-4 |  | C2-1 |  |  |  | CORPORATE |  | George Vasiladiotis | Amboy Diner | 145 Greaves La. | SI NY 10308 | 7189825534 | Install fire suppression system, as shown on plan. No change in use, occupancy, or egress.
500650468 | 01 | STATEN ISLAND | 22 | CRITTENDEN PLACE | 01098 | 00029 | 5025886 | A2 | P | APPROVED | 2003-10-21 | 1-2-3 FAMILY | 501 | [15 empty] | X |  |  |  |  | LAWRENCE MANDARINO | RA | 0021544 | Y | 2003-10-21 | 2003-10-21 | 2003-10-21 | 2003-10-21 | 2003-10-21 | 0 | 0 | 130 | STANDARD | 0 |  |  | 0 | 0 | 0 | 0 | 0 | [7 empty] | INDIVIDUAL |  | WILLIAM RADU | N/A | 14 WEST KINNEY AVE | MT.POCONO PA 18344 | 9175605935 | THIS APPLICATION IS BEGING FILED FOR A C ONSTRUCTION PLACE 181 &185 HATFILD PLACE.
500646848 | 01 | STATEN ISLAND | 1707 | HYLAN BOULEVARD | 03341 | 00064 | 5049364 | A2 | P | APPROVED | 2003-10-22 | OTHER | 502 | [8 empty] | X | [9 empty] | X | GC | NEAL M RUDIKOFF | PE | 0050579 | Y | 2003-10-22 | 2003-10-22 | 2003-10-22 | 2003-10-22 | 2003-10-22 | 0 | 66965 | 778.6 | STANDARD | 0 |  |  | 0 | 0 | 0 | 0 | 0 |  |  |  | C1-1 | R3-2 |  |  | CORPORATE |  | FRANK RINANDO | SERVICE CORP INT VIRGINIA FUNERA | 1707 HYLAN BLVD | STATEN ISLAND NY 10305 | 7189872828 | REPLACE (3) THREE WATER COOLED AND (1) ONE SPLIT AC UNIT.NO CHANGE IN EGRESS,OCCUPANCY OR USE UNDER THIS APPLI CATION.
500650734 | 01 | STATEN ISLAND | 59 | CANAL STREET | 00493 | 00040 | 5013213 | A2 | P | APPROVED | 2003-10-23 | OTHER | 501 | [6 empty] | Y | X | [5 empty] | X | [6 empty] | REYNALDO C PREGO | PE | 0055343 | Y | 2003-10-22 | 2003-10-22 | 2003-10-22 | 2003-10-23 | 2003-10-23 | 0 | 15000 | 243 | STANDARD | 0 |  |  | 0 | 0 | 3 | 30 | 2 |  | COM |  | R4 |  |  |  | INDIVIDUAL |  | ROBERT,JR. F ADAMO | N/A | 85 GAYNOR STREET | SI,NY NY 10309 | 7183175630 | INSTALL NEW SPRINKLER SYSTEM AT THE ABO VE LOCATION. NO CHANGE IN OCCUP EGREES ALL AS PER PLANS HEREWITH FILED.
500650743 | 01 | STATEN ISLAND | 61 | CANAL STREET | 00493 | 00042 | 5013214 | A2 | P | APPROVED | 2003-10-23 | OTHER | 501 | [6 empty] | Y | X | [5 empty] | X | [6 empty] | REYNALDO C PREGO | PE | 0055343 | Y | 2003-10-22 | 2003-10-22 | 2003-10-22 | 2003-10-23 | 2003-10-23 | 0 | 12000 | 212.1 | STANDARD | 0 |  |  | 0 | 0 | 3 | 30 | 2 |  | COM |  | R4 |  |  |  | INDIVIDUAL |  | ROBERT,JR. F ADAMO | N/A | 85 GAYNOR STREET | SI,NY NY 10309 | 7183175630 | INSTALL NEW SPRINKLER SYSTEM AT THE ABO VE LOCATION. NO CHANGE IN OCCUP EGREES ALL AS PER PLANS HEREWITH FILED.
500650752 | 01 | STATEN ISLAND | 5 | BARRETT LANE | 00186 | 00033 | 5130918 | A2 | D | A/P ENTIRE | 2003-10-22 | OTHER | 501 | [18 empty] | X | CAB/ANTENNAS | ROBERT TOMS | PE | 0075384 |  | 2003-10-22 | 2003-10-22 | 2003-10-22 | 0 | 0 | 0 | 25000 | 346 | STANDARD | 0 |  |  | 0 | 0 | 0 | 0 | 0 | [7 empty] | PARTNERSHIP |  | DAVID BERMAN | RICHMOND COUNTY CONSTRUCTION | 362 ST.MARKS PLACE | STATEN ISLAND NY 10301 | 7188150984 | INSTALLING TELECOMMUNICATION CABINETS ON CONRETE SLAB ON GRADE.RELATED NTENNAS MOUNTED TO SMOKESTACK.ALL IN CON FORMANCE WITH TPPN#5/98.NO CHANGE IN US EGRESS OR OCCUPANCY.
500651118 | 01 | STATEN ISLAND | 267 | CLIFTON AVENUE | 02973 | 00005 | 5043953 | A2 | P | APPROVED | 2003-10-22 | 1-2-3 FAMILY | 501 | [7 empty] | X | [12 empty] | GASPARE SANTORO | PE | 0045601 | Y | 2003-10-22 | 2003-10-22 | 2003-10-22 | 2003-10-22 | 2003-10-22 | 0 | 5000 | 100 | STANDARD | 0 |  |  | 0 | 0 | 3 | 21 | 2 | [7 empty] | CORPORATE |  | IGOR NEZHDANOV | DNR CONSTRUCTION LLC | 847A FR.CAPPDANNO BLVD | STATEN ISLAND NY 10305 | 7188152093 | INSTALLATION OF SPRONKLER SYSTEM.5 HEADS IN BASEMENT,7 HEADS ON FIRST F OR 7 HEADS ON SECOND FLOOR.TOTAL HEADS 1 9.
500651109 | 01 | STATEN ISLAND | 265A | CLIFTON AVENUE | 02973 | 00003 | 5856903 | A2 | P | APPROVED | 2003-10-22 | 1-2-3 FAMILY | 501 | [7 empty] | X | [12 empty] | GASPARE SANTORO | PE | 0045601 | Y | 2003-10-22 | 2003-10-22 | 2003-10-22 | 2003-10-22 | 2003-10-22 | 0 | 5000 | 100 | STANDARD | 0 |  |  | 0 | 0 | 3 | 21 | 2 | [7 empty] | CORPORATE |  | IGOR NEZHDANOV | DNR CONSTRUCTION LLC | 847A FR CAPODANNO BLVD | STATEN ISLAND NY 10305 | 7188152093 | INSTALLATION OF SPRINKLER SYSTEM.5 HEADS IN BASEMENT 7 HEADS ON FIRST FL OR 7 HEADS ON SECOND FLOOR.TOTAL HEADS 19
500650976 | 01 | STATEN ISLAND | 3767 | RICHMOND AVENUE | 05511 | 00027 | 5073294 | A2 | P | APPROVED | 2003-10-23 | 1-2-3 FAMILY | 503 | [6 empty] | Y | X | X | [9 empty] | X | GC | Heywood Blaufeux | RA | 0007878 | Y | 2003-10-23 | 2003-10-23 | 2003-10-23 | 2003-10-23 | 2003-10-23 | 0 | 30000 | 228.75 | STANDARD | 0 |  |  | 0 | 0 | 2 | 19 | 1 |  | J-3 |  | R3A |  |  |  | INDIVIDUAL |  | Elliot Vayner | Dr. Elliot Vayner | 3767 Richmond Avenue | Staten Island NY 10312 | 7183361111 | Add "Home Occupation" (Doctor's Office) to existing one family dwelling; non-bearing partitions; HVAC. All work o n 1st floor. NO CHANGE IN USE, OCCUPANCY OR EGRESS.
500650878 | 01 | STATEN ISLAND | 39 | WYCLIFF LANE | 06106 | 00050 | 5851357 | A2 | P | APPROVED | 2003-10-24 | 1-2-3 FAMILY | 503 | [6 empty] | Y | X | [10 empty] | X | SWIM POOL | Wiktor Wasilewski | PE | 0068511 | Y | 2003-10-23 | 2003-10-23 | 2003-10-23 | 2003-10-24 | 2003-10-24 | 0 | 17000 | 161.8 | STANDARD | 0 |  |  | 0 | 0 | 2 | 28 | 1 |  | J-3 |  | R3-2 |  |  |  | INDIVIDUAL |  | Nick Cherkassky | N/A | 39 Wycliff Lane | Staten Island NY 10312 | 7189483111 | Application filed herewith to legalize I n-Ground Pool, Gas Pool Heater, Pavers, and 6'-0" Heigh Fence. NO CHANG E IN USE, OCCUPANCY OR EGRESS.
500650903 | 01 | STATEN ISLAND | 15 | JESSICA LANE | 07267 | 00077 | 5129413 | A2 | J | P/E DISAPPROVED | 2003-10-24 | 1-2-3 FAMILY | 503 | [6 empty] | Y | [11 empty] | X | GC | DAVID L BUSINELLI | RA | 0025074 | Y | 2003-10-24 | 2003-10-24 | 2003-10-24 | 2003-10-24 | 0 | 0 | 3500 | 100 | STANDARD | 0 |  |  | 0 | 0 | 2 | 25 | 0 |  | J-3 |  | R3-2 |  |  |  | INDIVIDUAL |  | ANTHONY VALLARO | N/A | 15 JESSICA LANE | STATEN ISLAND NY 10309 | 7183996972 | LEGALIZE OPEN WOOD DECK AT REAR OF BUILD ING. NO CHANGE IN USE,OCCUPANCY EGRESS.
500650912 | 01 | STATEN ISLAND | 2655 | RICHMOND AVENUE | 02400 | 00180 | 5039658 | A2 | D | A/P ENTIRE | 2003-10-24 | OTHER | 502 | [15 empty] | X |  |  | X | GC | ROY A UKER | RA | 0008074 |  | 2003-10-24 | 2003-10-24 | 2003-10-24 | 0 | 0 | 0 | 24000 | 465.7 | STANDARD | 0 |  |  | 0 | 0 | 0 | 0 | 0 | [7 empty] | CORPORATE |  | JAMES EASLEY | ROUSE SI SHOPPING CENTER INC. | 2655 RICHMOND AVENUE | SI NY 10314 | 7187616800 | NE HUNG CEILING, NEW STOREFRONT, SHELFVI NG NO CHANGE IN USE,EGRESS OR O CUPANCY
103594503 | 01 | MANHATTAN | 510 | WEST 21 STREET | 00692 | 00041 | 1012299 | A3 | R | PERMIT-ENTIRE | 2003-10-22 | OTHER | 104 | [15 empty] | X |  |  |  |  | MICHEAL SIWEIC | G.C |  |  | 2003-10-20 | 2003-10-20 | 2003-10-20 | 2003-10-21 | 2003-10-21 | 2003-10-22 | 0 | 180 | STANDARD | 0 |  |  | 0 | 0 | 8 | 120 | 0 |  | E |  | M1-5 |  |  |  | CORPORATE |  | EDWARD POTASH | STORAGE U | 190 LINCOLN HIGHWAY | EDISON NJ 08820 | 7326321717 | INSTALLATION OF 150' SIDEWALK SHED FOR THE PURPOSE OF FACADE INSPECTION THE SIDEWALK SHED WILL COMPLY WITH LL33/91 AND PPN 9/99. THE SIDEWALK SHED WILL BE FOR THE LIGHT WEIGHT USAGE WITH NO STORAGE OF MATERIAL ON IT. NO CHANGE IN USE, EGRESS OR OCCUPANCY.
103594415 | 01 | MANHATTAN | 529 | EAST 11 STREET | 00405 | 00048 | 1005190 | A3 | R | PERMIT-ENTIRE | 2003-10-23 | OTHER | 103 | [15 empty] | X |  |  |  |  | IBER PILKU | CONTRACTOR |  |  | 2003-10-20 | 2003-10-20 | 2003-10-20 | 2003-10-21 | 2003-10-21 | 2003-10-23 | 0 | 150 | STANDARD | 0 |  |  | 0 | 0 | 8 | 80 | 0 |  | PUB |  | R7-2 |  |  |  | CORPORATE |  | JOHN YOUNG | 717 EMMUT PROPERTIES CORP. | 626 10TH AVENUE | NEW YORK NY 10036 | 2127078903 | INSTALLATION OF 75' SIDEWALK SHED FOR THE PURPOSE OF FACADE INSPECTION THE SIDEWALK SHED WILL COMPLY WITH LL33/91 AND PPN 9/99. THE SIDEWALK SHED WILL BE FOR THE LIGHT WEIGHT USAGE WITH NO STORAGE OF MATERIAL ON IT. NO CHANGE IN USE, EGRESS OR OCCUPANCY.
103595762 | 01 | MANHATTAN | 200 | WEST 135 STREET | 01940 | 00035 | 1058843 | A3 | J | P/E DISAPPROVED | 2003-10-22 | OTHER | 110 | [17 empty] | X |  |  | PETER SAMTON | RA | 0008122 |  | 2003-10-20 | 2003-10-20 | 2003-10-20 | 2003-10-21 | 0 | 0 | 0 | 202 | DEFERRED | 0 |  |  | 0 | 0 | 6 | 96 | 0 |  | PUB |  | C1-4 |  |  |  | INDIVIDUAL |  | JAMES HOWARD | ABYSSINIAN DEVELP.CORP | 131 W 138 ST | N.Y. NY 10030 | 2123684471
103595806 | 01 | MANHATTAN | 185 | EAST 85 STREET | 01514 | 00039 | 1047938 | A3 | R | PERMIT-ENTIRE | 2003-10-22 | OTHER | 108 | [6 empty] | Y | [8 empty] | X |  |  |  |  | JOHN C HULME | RA | 0020419 | Y | 2003-10-20 | 2003-10-20 | 2003-10-20 | 0 | 2003-10-20 | 2003-10-22 | 0 | 200 | STANDARD | 0 |  |  | 0 | 0 | 37 | 350 | 443 |  | RES |  | C2-8 |  |  |  | PARTNERSHIP |  | William West | 85th Estate Co. | 4 Park Avenue | New York NY 10016 | 2123409323 | Install heavy duty Sidewalk shed 183ft long at 185 East 85th Street - during remedial repairs. Work shall comply with LL33/91. No change in use egress or occupancy.
103595815 | 01 | MANHATTAN | 30 | PARK AVENUE | 00865 | 00040 | 1017127 | A3 | P | APPROVED | 2003-10-23 | OTHER | 106 | [6 empty] | Y | [8 empty] | X |  |  |  |  | JOHN C HULME | RA | 0020419 | Y | 2003-10-20 | 2003-10-20 | 2003-10-20 | 0 | 2003-10-23 | 0 | 0 | 170 | STANDARD | 0 |  |  | 0 | 0 | 19 | 295 | 239 |  | RES |  | C5-2 |  |  |  | PARTNERSHIP |  | Robert Feuerstein | Rudin Mgmt Co. Inc. | 345 Park Avenue | NY NY 10154 | 2124072400 | Install heavy duty sidewalk shed 125ft long at 30 Park Avenue- during remedial repairs. Work shall comply with LL33/91. No change in use egress or occupancy
103594674 | 01 | MANHATTAN | 919 | THIRD AVENUE | 01329 | 00001 | 1038577 | A3 | P | APPROVED | 2003-10-24 | OTHER | 106 | [15 empty] | X |  |  |  |  | CONSTANIN ZAHRAIA | G.C |  |  | 2003-10-20 | 2003-10-21 | 2003-10-21 | 2003-10-22 | 2003-10-24 | 0 | 0 | 130 | STANDARD | 0 |  |  | 0 | 0 | 47 | 470 | 0 |  | COM |  | C6-6 |  |  |  | PARTNERSHIP |  | JUDITH HAHN | BARJUD ASSOCIATES LP | 520 EAST 86TH STREET | NEW YORK NY 10028 | 2125356917 | INSTALLATION OF SCAFFOLD WORK PLATFORM DURING REAPR 75' LONG BY 12' HIG H BY 33' WIDE INSIDE THETER. NO CHANGE I N EGRESS, USE OR OCCUPANCY.
103594683 | 01 | MANHATTAN | 25 | WEST 39 STREET | 00841 | 00020 | 1016041 | A3 | P | APPROVED | 2003-10-24 | OTHER | 105 | [15 empty] | X |  |  |  |  | KEN BUETTNER | G.C |  |  | 2003-10-20 | 2003-10-21 | 2003-10-21 | 2003-10-22 | 2003-10-24 | 0 | 0 | 130 | STANDARD | 0 |  |  | 0 | 0 | 16 | 160 | 0 |  | COM |  | M1-6 |  |  |  | PARTNERSHIP |  | TOMMY HILFIGER | TOMMY HILFIGER USA,INC | 25 W 39TH STREET | NEW YORK NY 10016 | 2126402288 | INSTALLATION OF SCAFFOLD, DURING FACADE REPAIR.15' LONG BY 70'H. NO CHANGE IN EGRESS, USE OR OCCUPANCY.
103594692 | 01 | MANHATTAN | 25 | WEST 39 STREET | 00841 | 00020 | 1016041 | A3 | J | P/E DISAPPROVED | 2003-10-24 | OTHER | 105 | [15 empty] | X |  |  |  |  | PETER O'FARRELL | G.C |  |  | 2003-10-20 | 2003-10-21 | 2003-10-21 | 2003-10-22 | 0 | 0 | 0 | 130 | STANDARD | 0 |  |  | 0 | 0 | 16 | 160 | 0 |  | COM |  | M1-6 |  |  |  | PARTNERSHIP |  | TOMMY HILFIGER | TOMMY HILFIGER USA INC. | 25 W 39TH STREET | NEW YORK NY 10016 | 2126402288 | INSTALLATION OF HEAVY DUTY SIDEWALK SHED , 20', DURING FACADE REPAIR. NO CHANGE IN USE, EGRESS OR OCCUPANCY. SHED TO COMPLY WITH LL33/91.
103595138 | 01 | MANHATTAN | 49 | EAST 1 STREET | 00442 | 00021 | 1006078 | A3 | R | PERMIT-ENTIRE | 2003-10-23 | OTHER | 103 | [15 empty] | X |  |  |  |  | CONSTANIN ZHARAIA | G.C |  |  | 2003-10-20 | 2003-10-21 | 2003-10-21 | 2003-10-22 | 2003-10-23 | 2003-10-23 | 0 | 140 | STANDARD | 0 |  |  | 0 | 0 | 5 | 50 | 10 |  | RES |  | R7-2 |  |  |  | PARTNERSHIP |  | RAYMOND CHAN | 43 E. 1ST ASSOCIATES LP | 13640 39TH AVENUE | FLUSHING NY 11354 | 7184452346 | INSTALLATION OF HEAVY DUTY SIDEWALK SHED , 39; DURING FACADE REPAIR. NO HANGE IN EGRESS, USE OR OCCUPANCY. SHED TO COMPLY WITH LL33/91. NO MATERIAL OR EQUIPMENT STORGE ON SHED.
103539967 | 01 | MANHATTAN | 17 | WEST 82 STREET | 01196 | 00021 | 1031175 | A3 | F | ASSIGNED TO P/E | 2003-10-22 | OTHER | 107 |  | Y | [16 empty] | X | FACADE REPAIR | HENRY AIKEN | RA | 0023309 |  | 2003-10-20 | 2003-10-21 | 2003-10-21 | 2003-10-22 | 0 | 0 | 10000 | 191.5 | STANDARD | 0 |  |  | 0 | 0 | 4 | 45 | 0 |  | RES |  | R8B |  |  |  | INDIVIDUAL |  | CHRIS MCDONALD | N/A | 17 W 82 ST | N.Y. NY 10024 | 7186246896 | FACADE REPAIR SHED APPLICATION TO BE FIL ED SEPERATELY NO CHANGE IN USE EGRESS OR OCCUPANCY
103595780 | 01 | MANHATTAN | 321 | EAST 5 STREET | 00447 | 00047 | 1006254 | A3 | P | APPROVED | 2003-10-21 | OTHER | 103 | [6 empty] | Y | [8 empty] | X |  |  |  |  | JOHN C HULME | RA | 0020419 | Y | 2003-10-20 | 2003-10-21 | 2003-10-21 | 0 | 2003-10-21 | 0 | 0 | 130 | STANDARD | 0 |  |  | 0 | 0 | 6 | 50 | 70 |  | RES |  | R7-2 |  |  |  | GOVERNMENT |  | Gabor Dessewefy | Dept of Design & Construction | 30-30 Thompson Avenue | Long Island Cit NY 11101 | 7183911513 | Installation of Scaffold of 50ft long by 65ft high at 321 East 5th Street - During remedial repair. No change in the use of egress or occupancy. Work shall comply with LL33/91.
103597047 | 01 | MANHATTAN | 161 | WEST 61 STREET | 01132 | 07501 | 1070131 | A3 | F | ASSIGNED TO P/E | 2003-10-22 | OTHER | 107 | [6 empty] | Y | [10 empty] | X |  |  | SEYMOUR GAGE | PE | 31662 |  | 2003-10-21 | 2003-10-21 | 2003-10-21 | 2003-10-22 | 0 | 0 | 0 | 280 | STANDARD | 0 |  |  | 0 | 0 | 1 | 83 | 0 |  | COM |  | C4-7 |  |  |  | CORPORATE |  | HOWARD KASKEL | CMC COMPANY II | 90 PARK AVENUE | NEW YORK NY 10016 | 2125573300
103597298 | 01 | MANHATTAN | 601 | WEST 57 STREET | 01105 | 00029 | 1081009 | A3 | P | APPROVED | 2003-10-24 | OTHER | 104 | [6 empty] | Y | [8 empty] | X |  |  |  |  | Greg Blinn | PE | 0078402 |  | 2003-10-21 | 2003-10-21 | 2003-10-21 | 2003-10-22 | 2003-10-24 | 0 | 0 | 180 | STANDARD | 0 |  |  | 0 | 0 | 38 | 383 | 580 |  | J-2 |  | C4-7 |  |  |  | CORPORATE |  | Craig Wasoff | The Helena Assoc. LLC | 200 Madison Ave. | New York NY 10016 | 2122106666 | Erect 140' of temporary heavy duty sidewalk shed 300 psf in conj. with NB 103325956.Shed erected on 11th Ave. side of building. Shed shall comply with LL 33/91. No change in use, egress or occupancy under this appl..
103597305 | 01 | MANHATTAN | 179 | EAST 70 STREET | 01405 | 00033 | 1042739 | A3 | R | PERMIT-ENTIRE | 2003-10-23 | OTHER | 108 | [6 empty] | Y | [8 empty] | X |  |  |  |  | Fari Hama | OT | 0000000 |  | 2003-10-21 | 2003-10-21 | 2003-10-21 | 2003-10-22 | 2003-10-22 | 2003-10-23 | 0 | 140 | STANDARD | 0 |  |  | 0 | 0 | 19 | 178 | 47 |  | RES |  | C1-3 | R8B |  |  | PARTNERSHIP |  | William Farrell | Residential Management Group | 675 Third Ave. | New York NY 10017 | 2123502809 | Erect 40' of temporary heavy duty sidewalk shed 300 psf on Third Ave. during pointing of facade. Shed shall comply with LL 33/91. No change in use, egress or occupancy under this application.
103597314 | 01 | MANHATTAN | 140 | WEST 42 STREET | 00994 | 00049 | 1806316 | A3 | R | PERMIT-ENTIRE | 2003-10-23 | OTHER | 105 | [6 empty] | Y | [8 empty] | X |  |  |  |  | Fari Hama | OT | 0000000 |  | 2003-10-21 | 2003-10-21 | 2003-10-21 | 2003-10-22 | 2003-10-22 | 2003-10-23 | 0 | 140 | STANDARD | 0 |  |  | 0 | 0 | 1 | 9 | 0 |  | COM |  | C6-7 |  |  |  | PARTNERSHIP |  | Marwan Dalloul | SANA LLC | 130 West 42nd St.3rd Fl. | New York NY 10036 | 2127683584 | Erect 50' of temporary heavy duty sidewalk shed 300 psf for protection during pointing of facade on building next door at 136 W. 42nd St.. Shed shall comply with LL 33/91. No change in use, egress or occupancy under this application.
103597662 | 01 | MANHATTAN | 468 | WEST 144 STREET | 02059 | 00027 | 1061295 | A3 | R | PERMIT-ENTIRE | 2003-10-24 | OTHER | 109 |  | Y |  |  |  |  | Y | [8 empty] | X |  |  |  |  | PALVINDER SINGH | OT | 0000000 |  | 2003-10-21 | 2003-10-21 | 2003-10-21 | 2003-10-22 | 2003-10-22 | 2003-10-24 | 0 | 140 | EXEMPT | 0 |  |  | 0 | 0 | 3 | 30 | 3 |  | RES |  | R7-2 |  |  |  | GOVERNMENT |  | EUGENE McARDLE | H.P.D. | 100 GOLD STREET | NEW YORK NY 10038 | 2128638681 | ERECT SIDEWALK SHED COMPLY WITH LL 33/91 AND TPPN 9/99. NO CHANGE IN USE EGRESS OR OCCUPANCY.(REPAIR WORK AT ROOF)
103597172 | 01 | MANHATTAN | 25 | HOWARD STREET | 00209 | 00012 | 1002685 | A3 | F | ASSIGNED TO P/E | 2003-10-22 | OTHER | 102 | [18 empty] | X | AWNING | DAVID M LAU | PE | 0074145 |  | 2003-10-21 | 2003-10-21 | 2003-10-21 | 2003-10-22 | 0 | 0 | 2500 | 100 | STANDARD | 0 |  |  | 0 | 0 | 3 | 35 | 2 |  | COM |  | M1-5B |  |  |  | PARTNERSHIP |  | RONALD J PASQUALE | HOWARD 25 LLC | 41 WOOSTER STREET | NEW YORK NY 10013 | 2129253280 | INSTALLATION OF NON-ILLUMINATED BUSINESS STOREFRONT AWNING AS SHOWN ON PLAN, WORDING "25,Q'S GLOBAL SHIPPING". NO CHANGE IN USE, EGRESS OR OCCUPANCY.
103595398 | 01 | MANHATTAN | 160 | CANAL STREET | 00202 | 00012 | 1002426 | A3 | P | APPROVED | 2003-10-24 | OTHER | 103 | [6 empty] | Y | [11 empty] | X | AWNING | LEN WEISENTHAL | OT | 0000000 |  | 2003-10-20 | 2003-10-22 | 2003-10-22 | 2003-10-23 | 2003-10-24 | 0 | 2000 | 100 | STANDARD | 0 |  |  | 0 | 0 | 3 | 30 | 0 |  | E |  | C6-1G |  |  |  | PARTNERSHIP |  | YANG LING | CANAL TRADING INC | 160 CANAL STREET | NEW YORK NY 10013 | 6465525580 | NON ILLUMINATED NON ADVERTISING ACCESSORY AWNING READING- (ASIAN LETTERS MEANING: CANAL TRADING INC) CANAL TRADING INC NO CHANGE TO USE, EGRESS OR OCCUPANCY
103595744 | 01 | MANHATTAN | 126 | WEST 22 STREET | 00797 | 07502 | 1014776 | A3 | R | PERMIT-ENTIRE | 2003-10-23 | OTHER | 104 | [6 empty] | Y | [8 empty] | X |  |  |  |  | John C HULME | RA | 0020419 | Y | 2003-10-20 | 2003-10-22 | 2003-10-22 | 0 | 2003-10-22 | 2003-10-23 | 0 | 160 | STANDARD | 0 |  |  | 0 | 0 | 12 | 125 | 21 |  | RES |  | C6-3A |  |  |  | PARTNERSHIP |  | MARTY MEYER | 126 WEST 22 ST. CONDO OWNERSHIP | 126 WEST 22 STREET | NEW YORK NY 10011 | 2127163535 | Install heavy duty sidewalk shed 95ft long at 126 WEST 22 STREET- during remedial repairs. Work shall comply with LL33/91. No change in use egress or occupancy
103595753 | 01 | MANHATTAN | 321 | EAST 5 STREET | 00447 | 00047 | 1006254 | A3 | P | APPROVED | 2003-10-22 | OTHER | 103 | [6 empty] | Y | [8 empty] | X |  |  |  |  | John C Hulme | RA | 0020419 | Y | 2003-10-20 | 2003-10-22 | 2003-10-22 | 0 | 2003-10-22 | 0 | 0 | 170 | STANDARD | 0 |  |  | 0 | 0 | 6 | 65 | 70 |  | RES |  | R7-2 |  |  |  | GOVERNMENT |  | GABOR DESSEWEFY | DEPT OF DESIGN & CONSTRUCTION | 30-30 THOMPSON AVE | LONG ISLAND NY 11101 | 7183911513 | Install heavy duty sidewalk shed 110ft long at 321 East 5 Street - during remedial repairs. Work shall comply with LL33/91. No change in use egress or occupancy
103595799 | 01 | MANHATTAN | 170 | WEST 74 STREET | 01145 | 00061 | 1030038 | A3 | R | PERMIT-ENTIRE | 2003-10-24 | OTHER | 107 |  | Y |  |  |  |  | Y | [8 empty] | X |  |  |  |  | John C Hulme | RA | 0020419 | Y | 2003-10-20 | 2003-10-22 | 2003-10-22 | 0 | 2003-10-22 | 2003-10-24 | 0 | 170 | STANDARD | 0 |  |  | 0 | 0 | 9 | 95 | 1 |  | E |  | M1-5 |  |  |  | PARTNERSHIP |  | MITCHELL KAPLAN | BERKLEY OWNERS CORP | 170 WEST 74TH STREET | NY NY 10023 | 2123629800 | Install heavy duty sidewalk shed 105ft long at 170 WEST 74 STREET- during remedial repairs. Work shall comply with LL33/91. No change in use egress or occupancy
103597591 | 01 | MANHATTAN | 55 | HUDSON STREET | 00143 | 00004 | 1001544 | A3 | J | P/E DISAPPROVED | 2003-10-22 | OTHER | 101 |  | Y |  |  |  |  | Y | [11 empty] | X | CHIMENY REPAIR | John C HULME | RA | 0020419 | Y | 2003-10-21 | 2003-10-22 | 2003-10-22 | 2003-10-22 | 0 | 0 | 50000 | 603.5 | STANDARD | 0 |  |  | 0 | 0 | 10 | 110 | 47 |  | RES |  | M1-5 |  |  |  | CORPORATE |  | Denise Calvo Silver | Tribeca Owners Corp co Cooper | 6 East 43rd Street | New York NY 10017 | 2123392654 | Repair chimney at 55 Hudson Street No change in use or egress and occupancy
103596887 | 01 | MANHATTAN | 9 | CABRINI BOULEVARD | 02177 | 00042 | 1064294 | A3 | R | PERMIT-ENTIRE | 2003-10-23 | OTHER | 112 | [6 empty] | Y | [8 empty] | X |  |  |  |  | Fari Hama | OT | 0000000 |  | 2003-10-22 | 2003-10-22 | 2003-10-22 | 2003-10-23 | 2003-10-23 | 2003-10-23 | 0 | 180 | STANDARD | 0 |  |  | 0 | 0 | 5 | 50 | 10 |  | RES |  | R8 |  |  |  | PARTNERSHIP |  | Nathan Silverstein | Cabrini Block Frank LLC | 9 Carbini Blvd. | New York NY 10033 | 9149487113 | Erect 140' of temporary heavy duty sidewalk shed 300 psf during pointing of facade.40' on Cabrini Blvd. & 100' on W. 178th St. Shed shall comply with LL 33/91 . No change in use, egress or occupancy under this application.
103596896 | 01 | MANHATTAN | 75 | 8 AVENUE | 00629 | 07504 | 1080226 | A3 | R | PERMIT-ENTIRE | 2003-10-23 | OTHER | 102 |  | Y |  |  |  |  | Y | [8 empty] | X |  |  |  |  | Greg Blinn | PE | 0078402 |  | 2003-10-22 | 2003-10-22 | 2003-10-22 | 2003-10-23 | 2003-10-23 | 2003-10-23 | 0 | 130 | STANDARD | 0 |  |  | 0 | 0 | 5 | 50 | 5 |  | RES |  | C6-2A |  |  |  | PARTNERSHIP |  | Richard Fiore | 14th St. Development LLC | 30 West 26th St. | New York NY 10010 | 2129293610 | Erect temporary scaffold 24 x 40' insisde property line on top of 8' setback for replacong metal flashing on building and replacement of windows. No change in use,e gress or occupancy under this application.
103596912 | 01 | MANHATTAN | 250 | WEST 27 STREET | 00776 | 00065 | 1014241 | A3 | F | ASSIGNED TO P/E | 2003-10-23 | OTHER | 105 | [18 empty] | X | REMOVALS | RUSSELL RULE | RA | 0013945 |  | 2003-10-22 | 2003-10-22 | 2003-10-22 | 2003-10-23 | 0 | 0 | 5000 | 140 | STANDARD | 0 |  |  | 0 | 0 | 6 | 55 | 0 |  | RES |  | C6-2A |  |  |  | CORPORATE |  | STEVEN SCHWARTZ | 27TH STREET APARTMENTS CORP | 250 W 27TH ST | N.Y. NY 10001 | 2129849236 | REMOVE EXISTING NON BEARING PARTITIONS NO CHANGE IN USE EGRESS OR OCCUP ANCY
103597886 | 01 | MANHATTAN | 205 | SOUTH STREET | 00250 | 00041 | 1003206 | A3 | P | APPROVED | 2003-10-24 | OTHER | 103 | [6 empty] | Y | [8 empty] | X |  |  |  |  | Greg Blinn | PE | 0078402 |  | 2003-10-22 | 2003-10-22 | 2003-10-22 | 2003-10-23 | 2003-10-24 | 0 | 0 | 130 | STANDARD | 0 |  |  | 0 | 0 | 4 | 42 | 4 |  | COM |  | M1-6 |  |  |  | PARTNERSHIP |  | Jason Goldberg | Red Rock Demo | 197 Rt. 18 South Suite 3000 | East Brunswick NY 08816 | 7325146639 | Erect tempoprary scaffold 40 x 37 for protection during demolition to be performed. Sidewalk Shed filed under application 103586353. No change in use, egress or occupancy under this application.
103596431 | 01 | MANHATTAN | 1431 | BROADWAY | 00993 | 00007 | 1022561 | A3 | P | APPROVED | 2003-10-22 | OTHER | 105 | [6 empty] | Y | [11 empty] | X | CONST. | JOHN A RIGGIO | RA | 0026713 | Y | 2003-10-22 | 2003-10-22 | 2003-10-22 | 0 | 2003-10-22 | 0 | 1000 | 100 | STANDARD | 0 |  |  | 0 | 0 | 12 | 120 | 0 |  | H-2 |  | C5-3.5 |  |  |  | INDIVIDUAL |  | WILLIAM M CURRAN | WASHINGTON MUTUAL | 120 NORTH VILLAGE AVE | RVC NY 11570 | 5165963832 | INSTALL NEW DOUBLE DOORS UNDER EXISTING ROLL DOWN METAL GATE. NO CHANGE TO OCCUPANCY, USE OR EGRESS.
103596440 | 01 | MANHATTAN | 2139 | BROADWAY | 01167 | 00011 | 1079377 | A3 | P | APPROVED | 2003-10-22 | OTHER | 107 | [6 empty] | Y | [11 empty] | X | CONST. | JOHN A RIGGIO | RA | 0026713 | Y | 2003-10-22 | 2003-10-22 | 2003-10-22 | 0 | 2003-10-22 | 0 | 1000 | 100 | STANDARD | 0 |  |  | 0 | 0 | 8 | 80 | 0 |  | C |  | C4-6 |  |  |  | INDIVIDUAL |  | WILLIAM M CURRAN | WASHINGTON MUTUAL | 120 NORTH VILLAGE AVE | RVC NY 11570 | 5165963832 | INSTALL NEW DOUBLE DOORS UNDER EXISTING ROLL DOWN METAL GATE. NO CHANGE OCCUPANCY, USE OR EGRESS.
103596459 | 01 | MANHATTAN | 360 | EAST 57 STREET | 01349 | 00028 | 1084268 | A3 | P | APPROVED | 2003-10-22 | OTHER | 106 | [6 empty] | Y | [11 empty] | X | CONST. | JOHN A RIGGIO | RA | 0026713 | Y | 2003-10-22 | 2003-10-22 | 2003-10-22 | 0 | 2003-10-22 | 0 | 1000 | 100 | STANDARD | 0 |  |  | 0 | 0 | 1 | 50 | 0 |  | E |  | C1-5 |  |  |  | INDIVIDUAL |  | WILLIAM M CURRAN | WASHINGTON MUTUAL | 120 NORTH VILLAGE AVE | RVC NY 11570 | 5165963832 | INSTALL NEW DOUBLE DOORS UNDER EXISTING ROLL DOWN METAL GATE. NO CHANGE OCCUPANCY, USE OR EGRESS.
103597733 | 01 | MANHATTAN | 178 | EAST 80 STREET | 01508 | 00038 | 1047479 | A3 | R | PERMIT-ENTIRE | 2003-10-24 | OTHER | 108 | [15 empty] | X |  |  |  |  | CONSTANIN ZAHARAI | G.C |  |  | 2003-10-21 | 2003-10-23 | 2003-10-23 | 2003-10-24 | 2003-10-24 | 2003-10-24 | 0 | 130 | STANDARD | 0 |  |  | 0 | 0 | 25 | 250 | 147 |  | RES |  | C1-9 |  |  |  | PARTNERSHIP |  | LISA BONAMY | 178E. 80TH ST OWNERS | 228 E 45TH STREET | NEW YORK NY 10017 | 2126060900 | INSTALLATION OF HEAVY DUTY SIDEWALK SHED , 20', DURING FACADE REPAIR. NO CHANGE IN EGRESS, USE OR OCCUPANCY. SHED TO COMPLY WITH LL33/91. NO MATERIAL OR EQUIPMENT STORAGE ON SHED.
103597742 | 01 | MANHATTAN | 355 | LEXINGTON AVENUE | 01295 | 00023 | 1036147 | A3 | F | ASSIGNED TO P/E | 2003-10-24 | OTHER | 106 | [15 empty] | X |  |  |  |  | CONSTANIN ZAHRAIA | G.C |  |  | 2003-10-21 | 2003-10-23 | 2003-10-23 | 2003-10-24 | 0 | 0 | 0 | 150 | STANDARD | 0 |  |  | 0 | 0 | 22 | 220 | 0 |  | COM |  | C5-3 |  |  |  | PARTNERSHIP |  | JACK RUDIN | 355 LEXINGTON AVENUE LP | 345 PARK AVENUE | NEW YORK NY 10154 | 2124072400 | INSTALLATION OF HEAVY DUTY SIDEWALK SHED 60', DURING FACADE REPAIR. NO C ANGE IN EGRESS, USE OR OCCUPANCY. SHED T O CONPLY WITH LL33/91. NO MATERIAL OR E UIPMENT STORAGE ON SHED.
103595682 | 01 | MANHATTAN | 162 | LEROY STREET | 00601 | 00008 | 1010385 | A3 | P | APPROVED | 2003-10-24 | OTHER | 102 | [15 empty] | X |  |  |  |  | AMRIK SINGH | G.C |  |  | 2003-10-20 | 2003-10-23 | 2003-10-23 | 2003-10-24 | 2003-10-24 | 0 | 0 | 140 | STANDARD | 0 |  |  | 0 | 0 | 1 | 105 | 0 |  | COM |  | M1-5 |  |  |  | INDIVIDUAL |  | THOMAS LIEBERMAN | N/A | 162 LEROY STREET | NEW YORK NY 10014 | 2123823888 | INSTALL HEAVY DUTY SIDEWALK SHED 50', LO NG ON LEROY ST DURING REMEDIAL EPAIRS. WORK COMPLIES WITH LL#33/91. NO CHANGE IN USE, EGRESS OR OCCUPANCY.
103595824 | 01 | MANHATTAN | 429 | BROOME STREET | 00473 | 00018 | 1007017 | A3 | P | APPROVED | 2003-10-24 | OTHER | 102 |  | Y | [13 empty] | X |  |  |  |  | SHEIKH HAROON | G.C |  |  | 2003-10-20 | 2003-10-23 | 2003-10-23 | 2003-10-24 | 2003-10-24 | 0 | 0 | 170 | STANDARD | 0 |  |  | 0 | 0 | 5 | 65 | 4 |  | COM |  | M1-5B |  |  |  | CORPORATE |  | HARRY TRAN | HUNG THAH INC. | 429 BROOME STREET | NEW YORK NY 10013 | 2129411128 | INSTALL HEAVY DUTY SIDEWALK SHED 125' LONG AT 429 BROOME STREET-DURING REMEDIAL REPAIRS. WORK SHALL COMPLY WIT H LL33/91. NO CHANGE IN USE, EGRESS OR OCCUPANCY. NO STORAGE PERMITTED ON SIDE WALK SHED.
103597109 | 01 | MANHATTAN | 57 | WEST 11 STREET | 00575 | 00077 | 1009599 | A3 | R | PERMIT-ENTIRE | 2003-10-24 | OTHER | 102 |  | Y | [13 empty] | X |  |  |  |  | CONSTANIN ZAHRAIA | G.C |  |  | 2003-10-21 | 2003-10-23 | 2003-10-23 | 2003-10-24 | 2003-10-24 | 2003-10-24 | 0 | 150 | STANDARD | 0 |  |  | 0 | 0 | 9 | 90 | 66 |  | RES |  | R6 |  |  |  | INDIVIDUAL |  | JOSEPH ALPERT | N/A | 271 MADISON AVENUE | NEW YORK NY 10016 | 2125324466 | INSTALLATION OF HEAVY DUTY SIDEWALK SHED 55' DURING FACADE REPAIR. NO CH NGE IN EGRESS, USE OR OCCUPANCY. SHED TO COMPLY WITH LL#33/91.
103597118 | 01 | MANHATTAN | 178 | EAST 80 STREET | 01508 | 00038 | 1047479 | A3 | R | PERMIT-ENTIRE | 2003-10-24 | OTHER | 108 | [15 empty] | X |  |  |  |  | CONSTANIN ZAHRAIA | G.C |  |  | 2003-10-21 | 2003-10-23 | 2003-10-23 | 2003-10-24 | 2003-10-24 | 2003-10-24 | 0 | 130 | STANDARD | 0 |  |  | 0 | 0 | 25 | 250 | 147 |  | RES |  | C1-9 |  |  |  | CORPORATE |  | LISA BONAMY | 178 E. 80TH STREET OWNER'S CORP | 228 EAST 45TH STREET | NEW YORK NY 10017 | 2126060900 | INSTALLATION OF SCAFFOLD, DURING FACADE REPAIR. 45' LONG BY 50' HIGH. NO CHANGE IN EGRESS, USE OR OCCUPANCY. NO M ATERIAL OR EQUIPMENT STORAGE ON SHED.
103597127 | 01 | MANHATTAN | 233 | EAST 54 STREET | 01328 | 00018 | 1038572 | A3 | R | PERMIT-ENTIRE | 2003-10-24 | OTHER | 106 | [15 empty] | X |  |  |  |  | PETER O'FARRELL | G.C |  |  | 2003-10-21 | 2003-10-23 | 2003-10-23 | 2003-10-24 | 2003-10-24 | 2003-10-24 | 0 | 140 | STANDARD | 0 |  |  | 0 | 0 | 4 | 40 | 16 |  | COM |  | C1-9 |  |  |  | CORPORATE |  | CAROLE FERRARA | E 54TH STREET HOUSING | 60 EAST 11TH STREET | NEW YORK NY 10003 | 7184758811 | INSTALLATION OF HEAVY DUTY SIDEWALK BRID GE 30, DURING FACADE REPAIR. NO CHANGE IN EGRESS, USE OR OCCUPANCY.
103596075 | 01 | MANHATTAN | 321 | GREENWICH STREET | 00141 | 07506 | 1001517 | A3 | F | ASSIGNED TO P/E | 2003-10-24 | OTHER | 101 |  | Y |  |  |  |  | Y | [8 empty] | X |  |  |  |  | Arshad Ahmed | OT | 0000000 |  | 2003-10-21 | 2003-10-23 | 2003-10-23 | 2003-10-24 | 0 | 0 | 0 | 140 | STANDARD | 0 |  |  | 0 | 0 | 5 | 60 | 5 |  | RES |  | C6-2A |  |  |  | PARTNERSHIP |  | William Brodsky | 321 Greenwich Street Associates | 321 Greenwich Street | New York NY 10013 | 2129410300 | Erection of 30 linear feet of heavy duty sidewalk shed, as per BSA Minutes #351-74-SM. No change to egress, use or occupancy.
103596841 | 01 | MANHATTAN | 830 | 12 AVENUE | 01105 | 00001 | 1027172 | A3 | R | PERMIT-ENTIRE | 2003-10-24 | OTHER | 104 | [15 empty] | X |  |  |  |  | KEN BUETTNER | G.C |  |  | 2003-10-21 | 2003-10-23 | 2003-10-23 | 2003-10-24 | 2003-10-24 | 2003-10-24 | 0 | 140 | STANDARD | 0 |  |  | 0 | 0 | 2 | 20 | 0 |  | COM |  | M3-2 |  |  |  | PARTNERSHIP |  | ARNOLD HABER | CHASE MANHATTAN BANK | 1 CHASE MANHATTAN PLAZA | NEW YORK NY 10005 | 2125522222 | INSTALLATION OF HEAVY DUTY SIDEWALK SHED, 40', DURING FACADE REPAI. NO CHANGE IN EGRESS, USE OR OCCUPANCY. SHED TO COMPLY WITH LL33/91.
103596850 | 01 | MANHATTAN | 163 | WEST 22 STREET | 00798 | 00010 | 1014791 | A3 | F | ASSIGNED TO P/E | 2003-10-24 | OTHER | 104 | [15 empty] | X |  |  |  |  | CONSTANIN ZAHARAIA | G.C |  |  | 2003-10-21 | 2003-10-23 | 2003-10-23 | 2003-10-24 | 0 | 0 | 0 | 130 | STANDARD | 0 |  |  | 0 | 0 | 4 | 40 | 0 |  | RES |  | M1-5M |  |  |  | INDIVIDUAL |  | L CARTIS | FRANK RIO | 2011 FLATBUSH AVENUE | BROOKLYN NY 11234 | 7182582255 | INSTALLATION OF HEAVY DUTY SIDEWALK SHED ,21', DURING FACADE REPAIR. NO CHANGE IN EGRESS, USE OR OCCUPANCY. SHED TO COMPLY WITH LL33/91. NO MATERIAL OR EQUIPMENT STORAGE ON SHED.
103596869 | 01 | MANHATTAN | 875 | 5 AVENUE | 01383 | 00069 | 1041288 | A3 | F | ASSIGNED TO P/E | 2003-10-24 | OTHER | 108 |  | Y | [13 empty] | X |  |  |  |  | PETER O'FARRELL | G.C |  |  | 2003-10-21 | 2003-10-23 | 2003-10-23 | 2003-10-24 | 0 | 0 | 0 | 150 | STANDARD | 0 |  |  | 0 | 0 | 18 | 180 | 121 |  | RES |  | R10 |  |  |  | PARTNERSHIP |  | GEORGE HARRIS | 875 TENANT CORP. | 770 LEXINGTON AVENUE | NEW YORK NY 10021 | 2125087200 | INSTALLATION OF HEAVY DUTY SIDEWALK BRIDGE, 60', DURING FACADE REPAIR. NO CHANGE IN EGRESS, USE OR OCCUPANCY. SHED TO COMPLY WITH LL33/91.
103596486 | 01 | MANHATTAN | 875 | 5 AVENUE | 01383 | 00069 | 1041288 | A3 | F | ASSIGNED TO P/E | 2003-10-24 | OTHER | 108 |  | Y | [13 empty] | X |  |  |  |  | PETER O'FARRELL | G.C |  |  | 2003-10-22 | 2003-10-23 | 2003-10-23 | 2003-10-24 | 0 | 0 | 0 | 130 | STANDARD | 0 |  |  | 0 | 0 | 18 | 180 | 121 |  | RES |  | R10 |  |  |  | PARTNERSHIP |  | GEORGE HARRIS | 875 TENANT CORP. | 770 LEXINGTON AVENUE | NEW YORK NY 10021 | 2125087200 | INSTALLATION OF SCAFFOLD, DURING FACADE REPAIR, 30' LONG BY 45' H. NO CHANGE IN EGRESS, USE OR OCCUPANCY.
103596501 | 01 | MANHATTAN | 11 | WEST 42 STREET | 01258 | 00021 | 1034198 | A3 | F | ASSIGNED TO P/E | 2003-10-24 | OTHER | 105 | [15 empty] | X |  |  |  |  | CONSTANIN ZAHARIA | G.C |  |  | 2003-10-22 | 2003-10-23 | 2003-10-23 | 2003-10-24 | 0 | 0 | 0 | 180 | STANDARD | 0 |  |  | 0 | 0 | 25 | 250 | 0 |  | COM |  | C5-3 |  |  |  | PARTNERSHIP |  | LARRY SILVERSTEIN | TISHMAN SPEYER & SILVERSTEIN | 520 MADISON AVENUE | NEW YORK NY 10022 | 2127150310 | INSTALLATION OF HEAVY DUTY SIDEWALK SHED , 136', DURING FACADE REPAIR. N CHANGE IN EGRESS, USE OR OCCUPANCY. SHED TO COMPLY WITH LL33/91. NO MATERIAL OR EQUIPMENT STORAGE ON SHED.
103563617 | 01 | MANHATTAN | 385 | FIFTH AVENUE | 00865 | 00071 | 1017134 | A3 | F | ASSIGNED TO P/E | 2003-10-24 | OTHER | 105 | [6 empty] | Y | [11 empty] | X | AWNING | HENRY MAREK | PE | 0068242 |  | 2003-10-23 | 2003-10-23 | 2003-10-23 | 2003-10-24 | 0 | 0 | 2000 | 100 | STANDARD | 0 |  |  | 0 | 0 | 15 | 150 | 0 |  | E |  | C5-3 |  |  |  | PARTNERSHIP |  | JASON SCHWALBE | HILSON MANAGEMENT CORP | 185 MADISON AVENUE | NEW YORK NY 10016 | 2127515884 | NON ILLUMINATED NON ADVERTISING ACCESSORY AWNING READING- THE VITAMIN SHOPPE NO CHANGE TO USE, EGRESS OR OCCUPANCY
103599385 | 01 | MANHATTAN | 39 | WEST 29 STREET | 00831 | 00010 | 1015756 | A3 | P | APPROVED | 2003-10-23 | OTHER | 105 | [6 empty] | Y | [11 empty] | X | GC | BYUNG EOK CHO | PE | 0068784 | Y | 2003-10-23 | 2003-10-23 | 2003-10-23 | 0 | 2003-10-23 | 0 | 10000 | 191.5 | STANDARD | 0 |  |  | 0 | 0 | 6 | 72 | 0 |  | E |  | M1-6 |  |  |  | INDIVIDUAL |  | Kyung Ho Choi | Beauty Essence,Inc | 39 West 29 St 5 Fl | New York NY 10001 | 2127794247 | Installation of new stairs on 5th floor in existing storage space. No change in use, egress or occupancy.
103599615 | 01 | MANHATTAN | 544 | EAST 86 STREET | 01582 | 00031 | 1051247 | A3 | R | PERMIT-ENTIRE | 2003-10-24 | OTHER | 108 | [6 empty] | Y | [8 empty] | X |  |  |  |  | John C Hulme | RA | 0020419 | Y | 2003-10-23 | 2003-10-23 | 2003-10-23 | 0 | 2003-10-23 | 2003-10-24 | 0 | 130 | STANDARD | 0 |  |  | 0 | 0 | 14 | 145 | 30 |  | RES |  | R10A | R8B |  |  | CORPORATE |  | JACK RUDIN | RUDIN MANAGEMENT CO. INC. | 345 PARK AVENUE | NY NY 10154 | 2124072400 | Install heavy duty sidewalk shed 10ft at 544 East 86th Street - during remedial repairs. Work shall comply with LL33/91. No change in use egress or occupancy
103599241 | 01 | MANHATTAN | 465 | WEST END AVENUE | 01245 | 00019 | 1033801 | A3 | R | PERMIT-ENTIRE | 2003-10-24 | OTHER | 107 | [6 empty] | Y | [8 empty] | X |  |  |  |  | John C Hulme | RA | 0020419 | Y | 2003-10-23 | 2003-10-23 | 2003-10-23 | 0 | 2003-10-23 | 2003-10-24 | 0 | 200 | STANDARD | 0 |  |  | 0 | 0 | 12 | 141 | 42 |  | RES |  | R10 |  |  |  | CORPORATE |  | JOHN MILLER | 465 WESTEND | 855 6 AVENUE | NEW YORK NY 10001 | 2128688320 | Install heavy duty sidewalk shed 200ft at 465 west end avenue- during remedial repairs. Work shall comply with LL33/91. No change in use egress or occupancy
103599759 | 01 | MANHATTAN | 312 | EAST 103 STREET | 01674 | 00043 | 1052669 | A3 | D | A/P ENTIRE | 2003-10-24 | OTHER | 111 | [15 empty] | X |  |  |  |  | GURCHARAN SINGH | G.C |  |  | 2003-10-23 | 2003-10-24 | 2003-10-24 | 0 | 0 | 0 | 0 | 140 | EXEMPT | 0 |  |  | 0 | 0 | 6 | 63 | 17 |  | J-2 |  | R7-2 |  |  |  | GOVERNMENT |  | ROBERT YAUCH | NYCHA | 23-02 49TH AVE | LIC NY 11101 | 7187077731 | CONSTRUCTION OF 38 LF HEAVY DUTY SHED WI TH NO STORAGE, AS PER PLAN ATTA HED WORK TO COMPLY LL33/91 AND TPPN 9/99 THIS APPLICATION IS FILED FOR STAGING A D OUTRIGERR BEAM INSTALLATION FOR REPAIR S EXTERIOR BRICKWORK
103599768 | 01 | MANHATTAN | 317 | EAST 102 STREET | 01674 | 00011 | 1052665 | A3 | D | A/P ENTIRE | 2003-10-24 | OTHER | 111 | [15 empty] | X |  |  |  |  | GURCHARAN SINGH | G.C |  |  | 2003-10-23 | 2003-10-24 | 2003-10-24 | 0 | 0 | 0 | 0 | 140 | EXEMPT | 0 |  |  | 0 | 0 | 6 | 63 | 0 |  | J-2 |  | R7-2 |  |  |  | GOVERNMENT |  | ROBERT YAUCH | NYCHA | 23-02 49TH AVE | L.I.C. NY 11101 | 7187077733 | CONSTRUCTION OF 38 LF HEAVY DUTY SHED WI TH NO STORAGE AS PER PLAN ATTAC ED WORK TO COMPLY WITH LL 33/91 AND TPPN 9/99 THIS APPLICATION IS FILED FOR STA ING AND OUTRIGGER BEAM INSTALLATION FOR REPAIRS EXTERIOR BRICKWORK
103599777 | 01 | MANHATTAN | 316 | EAST 103 STREET | 01674 | 00042 | 1052668 | A3 | D | A/P ENTIRE | 2003-10-24 | OTHER | 111 | [15 empty] | X |  |  |  |  | GURCHARAN SIGNH | G.C |  |  | 2003-10-23 | 2003-10-24 | 2003-10-24 | 0 | 0 | 0 | 0 | 140 | EXEMPT | 0 |  |  | 0 | 0 | 6 | 63 | 18 |  | J-2 |  | R7-2 |  |  |  | GOVERNMENT |  | ROBERT YAUCH | NYCHA | 23-02 49TH AVE | LIC NY 11101 | 7187077731 | CONSTRUCTION OF 38 LF HEAVY DUTY SIDEWAL K SHED WITH NO STORAGE,AS PER P AN ATTACHED WORJ COMPLY WITH LL33/91 AND TPPN 9/99 THIS APPLICATION IS FILED FO STAGING AND OUTRIGGER BEAM INSTALLTION FOR REPAIRS TO EXTERIOR BRICKWORK
103596663 | 01 | MANHATTAN | 1272 | LEXINGTON AVENUE | 01514 | 00056 | 1047942 | A3 | D | A/P ENTIRE | 2003-10-24 | OTHER | 108 | [18 empty] | X | AWNING | CHANG HAHN | SIGN H |  |  | 2003-10-22 | 2003-10-24 | 2003-10-24 | 0 | 0 | 0 | 2000 | 100 | STANDARD | 0 |  |  | 0 | 0 | 1 | 18 | 0 |  | COM |  | C5-1A |  |  |  | CORPORATE |  | LARRY ABRAMS | T.L.S. NYC REAL ESTATE, LLC | 560 FIFTH AVENUE | NEW YORK NY 10036 | 2125637440 | INSTALL NON ILLUMINATED STOREFRONT BUSIN ESS AWNING. SIZE: 5' (W) X 5'(H X 5' (PROJECTION). READING "BEACH BUM" + "TANNING".
103599811 | 01 | MANHATTAN | 18 | WEST 33 STREET | 00834 | 00057 | 1083632 | A3 | P | APPROVED | 2003-10-24 | OTHER | 105 | [6 empty] | Y | [8 empty] | X |  |  |  |  | John C Hulme | RA | 0020419 | Y | 2003-10-23 | 2003-10-24 | 2003-10-24 | 0 | 2003-10-24 | 0 | 0 | 140 | STANDARD | 0 |  |  | 0 | 0 | 6 | 75 | 1 |  | COM |  | C5-2 |  |  |  | PARTNERSHIP |  | BRADLEY LEWART | THIRTY THIRD EQUITIES Co. | 521 5TH AVENUE | NEW YORK NY 10175 | 7187823600 | Install heavy duty sidewalk shed 30ft long at 18 West 33 STREET- during remedial repairs. Work shall comply with LL33/91. No change in use egress or occupancy
103599839 | 01 | MANHATTAN | 555 | 8 AVENUE | 00761 | 00037 | 1013623 | A3 | R | PERMIT-ENTIRE | 2003-10-24 | OTHER | 104 | [6 empty] | Y | [8 empty] | X |  |  |  |  | John C Hulme | RA | 0020419 | Y | 2003-10-23 | 2003-10-24 | 2003-10-24 | 0 | 2003-10-24 | 2003-10-24 | 0 | 160 | STANDARD | 0 |  |  | 0 | 0 | 23 | 260 | 0 |  | PUB |  | M1-6 |  |  |  | CORPORATE |  | marilyn spiera | sloyer-forman, inc | 185 95 broadway | Bklyn NY 11234 | 7183870500 | Install heavy duty sidewalk shed 100ft long at 555 8th avenue- during remedial repairs. Work shall comply with LL33/91. No change in use egress or occupancy
103599848 | 01 | MANHATTAN | 2750 | 8 AVENUE | 02032 | 00001 | 1060495 | A3 | P | APPROVED | 2003-10-24 | OTHER | 110 | [6 empty] | Y | [8 empty] | X |  |  |  |  | John C Hulme | RA | 0020419 | Y | 2003-10-23 | 2003-10-24 | 2003-10-24 | 0 | 2003-10-24 | 0 | 0 | 130 | STANDARD | 0 |  |  | 0 | 0 | 5 | 50 | 10 |  | RES |  | C1-4 |  |  |  | CORPORATE |  | Eugene Fata | 2750 8 ave. Equites | 360 W. 125 street | NEW YORK NY 10027 | 2129328431 | Install heavy duty sidewalk shed 25ft long at 2750 8th avenue- during remedial repairs. Work shall comply with LL33/91. No change in use egress or occupancy
103596495 | 01 | MANHATTAN | 14 | STUYVESANT STREET | 00464 | 00006 | 1006737 | A3 | D | A/P ENTIRE | 2003-10-24 | OTHER | 103 | [15 empty] | X |  |  |  |  | CONSTANIN ZAHARIA | G.C |  |  | 2003-10-22 | 2003-10-24 | 2003-10-24 | 0 | 0 | 0 | 0 | 210 | STANDARD | 0 |  |  | 0 | 0 | 15 | 150 | 0 |  | PUB |  | C6-1 |  |  |  | CORPORATE |  | ROBERT HAWKS | COOPER UNION FOR THE ADVANCEMENT | 30 COOPER SQ. | NEW YORK NY 10003 | 2122546300 | INSTALLATION OF HEAVY DUTY SIDEWALK SHED 208', DURING FACADE REPAIR. NO HANGE IN EGRESS, USE OR OCCUPANCY. SHED TO COMPLY WITH LL#33/91. NO MATERIAL OR EQUIPMENT STORAGE ON SHED.
103599250 | 01 | MANHATTAN | 500 | WEST END AVENUE | 01232 | 07502 | 1033103 | A3 | B | A/P UNPAID | 2003-10-24 | OTHER | 107 | [6 empty] | Y | [8 empty] | X |  |  |  |  | JOHN C HULME | RA | 0020419 | Y | 2003-10-23 | 2003-10-24 | 2003-10-24 | 0 | 0 | 0 | 0 | 160 | STANDARD | 0 |  |  | 0 | 0 | 0 | 0 | 0 | [7 empty] | PARTNERSHIP |  | Elliot Joseph | 500 West End LLC. c/o P.M.G. | 130 East 57 Street | New York NY 10022 | 2126102800 | Install heavy duty sidewalk shed a total of 100ft at 500 West End Avenue - during remedial repairs. Work shall comply with LL33/91 No change in use egress or occupancy.
103599296 | 01 | MANHATTAN | 445 | WEST STREET | 00639 | 00001 | 1012047 | A3 | P | APPROVED | 2003-10-24 | OTHER | 102 | [6 empty] | Y | [8 empty] | X |  |  |  |  | John C Hulme | RA | 0020419 | Y | 2003-10-23 | 2003-10-24 | 2003-10-24 | 0 | 2003-10-24 | 0 | 0 | 130 | STANDARD | 0 |  |  | 0 | 0 | 12 | 130 | 24 |  | RES |  | C6-3 |  |  |  | CORPORATE |  | CHRISTINA MAILE | WESTERN CORP.HDFC INC. | 445 WEST STREET | New York NY 10014 | 2126911500 | INSTALL SCAFFOLD 18FT LONG BY 100FT HIGH AT 445 WEST STREET. NO CHANGE IN USE, EGRESS OR OCCUPANCY.
103599508 | 01 | MANHATTAN | 421 | EAST 84 STREET | 01564 | 00110 | 1050521 | A3 | D | A/P ENTIRE | 2003-10-24 | OTHER | 108 | [15 empty] | X |  |  |  |  | MARK ROTH | G.C |  |  | 2003-10-23 | 2003-10-24 | 2003-10-24 | 0 | 0 | 0 | 0 | 130 | STANDARD | 0 |  |  | 0 | 0 | 5 | 50 | 0 |  | RES |  | R8 |  |  |  | PARTNERSHIP |  | LINDA GARLICK | 421 EAST 84TH ST APT INC | 421 EAST 84TH ST | NY NY 10021 | 2120000000 | INSTALLATION OF HEAVY DUTY SIDEWALK BRID GE 20 DURING FACADE REPAIR NO C ANGE IN EGRESS USE OR OCCUPANCY SHED TO COMPLY WITH LL 33/91 NO MATERIAL OR EQUI PMENT STORAGE ON SHED
103598705 | 01 | MANHATTAN | 14 | BOWERY | 00162 | 00055 | 1001718 | A3 | D | A/P ENTIRE | 2003-10-24 | OTHER | 103 | [15 empty] | X |  |  |  |  | CONSTANIN ZAHRAIA | G.C |  |  | 2003-10-23 | 2003-10-24 | 2003-10-24 | 0 | 0 | 0 | 0 | 130 | STANDARD | 0 |  |  | 0 | 0 | 4 | 43 | 0 |  | COM |  | C1-6 |  |  |  | CORPORATE |  | KENNY LEUNG | SHASN ASSOC INC | 14 BOWERY | NEW YORK NY 10013 | 2123493392 | INSTALLATION OF HEAVY DUTY SIDEWALK SHED 25', DURING FACADE REPAIR. NO C ANGE IN USE, EGRESS OR OCCUPANCY. SHED T O COMPLY WITH LL33/91. NO MATERIAL OR E UIPMENT STORAGE ON SHED.
103598714 | 01 | MANHATTAN | 311 | WEST 34 STREET | 00758 | 00028 | 1013560 | A3 | D | A/P ENTIRE | 2003-10-24 | OTHER | 104 | [15 empty] | X |  |  |  |  | CONSTANIN ZAHARIA | G.C |  |  | 2003-10-23 | 2003-10-24 | 2003-10-24 | 0 | 0 | 0 | 0 | 130 | STANDARD | 0 |  |  | 0 | 0 | 9 | 90 | 0 |  | COM |  | C6-2 |  |  |  | CORPORATE |  | KEVIN SMITH | THE UNIFICATION OF WORLD CHRISTI | 481 8TH AVE | NY NY 10001 | 2129471115 | INSTALLATION OF DURING FACADE REPAIR PLY WOOD FENCE 94X12 HIG NO EGRESS SE OR OCCUPANCY PLYWOOD FENCE TIED TO EX ISITNG SHED (DOB#101502768)
103599321 | 01 | MANHATTAN | 1372 | BROADWAY | 00813 | 00023 | 1080609 | A3 | D | A/P ENTIRE | 2003-10-24 | OTHER | 105 | [15 empty] | X |  |  |  |  | ANN HICKEY | PE | 0654301 |  | 2003-10-23 | 2003-10-24 | 2003-10-24 | 0 | 0 | 0 | 0 | 130 | STANDARD | 0 |  |  | 0 | 0 | 12 | 130 | 0 |  | COM |  | C6-6 |  |  |  | CORPORATE |  | JAMES PESCI | SL GREEN REALTY CORP | 1327 BROADWAY | NY NY 10018 | 2125942700 | INSTALLATION OF HEAVY DUTY DURING FACADE REPAIR NO CHANGE IN USE EGRESS OR OCCUPANCY SCAFFOLDING 300X130 HIGH
103599330 | 01 | MANHATTAN | 421 | EAST 84 STREET | 01564 | 00110 | 1050521 | A3 | D | A/P ENTIRE | 2003-10-24 | OTHER | 108 | [15 empty] | X |  |  |  |  | MARK ROTH | G.C |  |  | 2003-10-23 | 2003-10-24 | 2003-10-24 | 0 | 0 | 0 | 0 | 130 | STANDARD | 0 |  |  | 0 | 0 | 5 | 50 | 7 |  | RES |  | R8 |  |  |  | CORPORATE |  | LINDA GARLICK | 421 EAST 84TH ST APT INC | 421 EAST 84TH ST | NY NY 10021 | 2120000000 | INSTALLATION OF SCAFFOLD DURING FACADE R EPAIR20X50'HIGH NO CHANGE IN US EGRESS OR OCCUPANCY NO MATERIAL OR EQUI PMENT STORAGE SHED FILED SEPARATELY
103599349 | 01 | MANHATTAN | 100 | WEST 119 STREET | 01903 | 00036 | 1057494 | A3 | D | A/P ENTIRE | 2003-10-24 | OTHER | 110 | [15 empty] | X |  |  |  |  | PETER O'FARRELL | G.C |  |  | 2003-10-23 | 2003-10-24 | 2003-10-24 | 0 | 0 | 0 | 0 | 190 | STANDARD | 0 |  |  | 0 | 0 | 7 | 70 | 32 |  | RES |  | R7-2 |  |  |  | CORPORATE |  | VOHN KIM | 100 W 119ST CORP | 2162 5TH AVE | NY NY 10028 | 2122610060 | INSTALLATION OF HEAVY DUTY SIDEWALK BRID GE 175 DURING FACADE REPAIR NO HANGE IN USE EGRESS OR OCCUPANCY SHED TO COMPLY WITH LOCAL LAW 33/91
103600541 | 01 | MANHATTAN | 99 | PARK AVENUE | 00895 | 00001 | 1019460 | A3 | D | A/P ENTIRE | 2003-10-24 | OTHER | 106 | [6 empty] | Y | [8 empty] | X |  |  |  |  | Greg Blinn | PE | 0078402 |  | 2003-10-24 | 2003-10-24 | 2003-10-24 | 0 | 0 | 0 | 0 | 210 | STANDARD | 0 |  |  | 0 | 0 | 26 | 301 | 0 |  | COM |  | C1-1 |  |  |  | PARTNERSHIP |  | Michael Alter | 99 Park Ave. Assoc. LP | 99 Park Ave. | New York NY 10016 | 2126973690 | Erect 210' of temporary heavy duty sidewalk shed 300 psf 150' in lobby for painting of ceiling; 60' at front of building for pointing of facade. Shed shall comply with LL 33/91. No change in use, egress or occupancy under this appl..
103599107 | 01 | MANHATTAN | 30 | WEST 70 STREET | 01122 | 00047 | 1028516 | A3 | B | A/P UNPAID | 2003-10-24 | OTHER | 107 |  | Y |  |  |  |  | Y | [8 empty] | X |  |  |  |  | John C Hulme | RA | 0020419 | Y | 2003-10-24 | 2003-10-24 | 2003-10-24 | 0 | 0 | 0 | 0 | 150 | STANDARD | 0 |  |  | 0 | 0 | 0 | 0 | 0 | [7 empty] | CORPORATE |  | Edward Friedlander | 30 West 70 St. Rlty Corp. | 30 West 79 Street | New York NY 10023 | 2123625217 | Install heavy duty sidewalk shed a total of 75ft at 30 West 70 Street - during remedial repairs. Work shall comply with LL33/91 No change in use egress or occupancy.
103600300 | 01 | MANHATTAN | 129 | WEST 89 STREET | 01220 | 07501 | 1032442 | A3 | D | A/P ENTIRE | 2003-10-24 | OTHER | 107 | [6 empty] | Y | [8 empty] | X |  |  |  |  | Manjeet Singh | OT | 0000000 |  | 2003-10-24 | 2003-10-24 | 2003-10-24 | 0 | 0 | 0 | 0 | 150 | STANDARD | 0 |  |  | 0 | 0 | 6 | 60 | 12 |  | RES |  | R7-2 |  |  |  | CORPORATE |  | David Kruppenberg | Trafalger Arms Condominium | 6 East 43 Street | New York NY 10017 | 2126827373 | Installation of 65 linear feet of light duty sidewalk shed for waterproofing and repointing of facade only. All work to comply with LL 33/91. No change of use, egress or occupancy under this application.
103600088 | 01 | MANHATTAN | 50 | MADISON AVENUE | 00856 | 00017 | 1016879 | A3 | P | APPROVED | 2003-10-24 | OTHER | 105 | [6 empty] | Y | [8 empty] | X |  |  |  |  | VICTOR A GORDON | PE | 0066685 | Y | 2003-10-24 | 2003-10-24 | 2003-10-24 | 0 | 2003-10-24 | 0 | 0 | 130 | STANDARD | 0 |  |  | 0 | 0 | 6 | 72 | 0 |  | E |  | C1-6 |  |  |  | CORPORATE |  | MIKE SANTORO | SAMSON MANAGEMENT LLC | 197-77 QUEENS BLVD. | REGO PARK NY 11374 | 7188300131 | EQUIPMENT USE PERMIT FOR THE USE OF BOBCATS, BROKKS, AND CATERPILLAR SKID STEER LOADER ON THE ELEVATED FLOORS OF THE BUILDING DURING ALTERATION OPERATIONS. NO CHANGE IN USE, EGRESS, OR OCCUPANCY.
103600097 | 01 | MANHATTAN | 720 | LEXINGTON AVENUE | 01312 | 00060 | 1036918 | A3 | P | APPROVED | 2003-10-24 | OTHER | 105 | [6 empty] | Y | [8 empty] | X |  |  |  |  | JOHN C HULME | RA | 0020419 | Y | 2003-10-24 | 2003-10-24 | 2003-10-24 | 0 | 2003-10-24 | 0 | 0 | 170 | STANDARD | 0 |  |  | 0 | 0 | 4 | 45 | 0 |  | COM |  | C5-2 |  |  |  | PARTNERSHIP |  | BETTY POLITTE | 720 LEXINGTON REALTY LLC | 3 SOUTH WEST 129 STREET | PENBROKE FL 33082 | 9544333435 | Install heavy duty sidewalk shed 105ft long at 720 Lexington Avenue - during remedial repairs. Work shall comply with LL33/91. No change in use egress or occupancy
103600104 | 01 | MANHATTAN | 720 | LEXINGTON AVENUE | 01312 | 00060 | 1036918 | A3 | J | P/E DISAPPROVED | 2003-10-24 | OTHER | 105 | [6 empty] | Y | [8 empty] | X |  |  |  |  | JOHN C HULME | RA | 0020419 | Y | 2003-10-24 | 2003-10-24 | 2003-10-24 | 0 | 0 | 0 | 0 | 130 | STANDARD | 0 |  |  | 0 | 0 | 4 | 45 | 0 |  | COM |  | C5-2 |  |  |  | PARTNERSHIP |  | BETTY POLITTE | 720 LEXINGTON REALTY LLC | 3 SOUTH WEST 129 STREET | PENBROKE FL 33082 | 9544333435 | INSTALL SCAFFOLD 105FT LONG BY 75FT HIGH AT 720 LEXINGTON AVENUE NO CHANGE IN USE EGRESS OR OCCUPANCY
200559699 | 01 | BRONX | 700 | BAYCHESTER AVENUE | 05141 | 00150 | 2097470 | A3 | R | PERMIT-ENTIRE | 2003-10-21 | OTHER | 210 | [15 empty] | X |  |  |  |  | ANN C HICKEY | PE | 0654301 | Y | 2003-10-20 | 2003-10-20 | 2003-10-20 | 2003-10-20 | 2003-10-20 | 2003-10-21 | 0 | 330 | EXEMPT | 0 |  |  | 0 | 0 | 3 | 30 | 0 |  | G |  | R6B |  |  |  | GOVERNMENT | Y | HANI ARAFAT | NY SCHOOL CONSTRUCTION AUTHORITY | 30-30 THOMSON AVENUE | LIC NY 11101 | 7184728861 | IS180 SIDEWALK SHED DURING EXTERIOR FACA DE REPAIR
200812068 | 01 | BRONX | 760 | MELROSE AVENUE | 02378 | 00007 | 2828947 | A3 | F | ASSIGNED TO P/E | 2003-10-21 | OTHER | 201 | [6 empty] | Y | [11 empty] | X | BPP |  |  |  |  | 2003-10-20 | 2003-10-20 | 2003-10-20 | 2003-10-21 | 0 | 0 | 0 | 5328 | DEFERRED | 0 |  |  | 0 | 666 | 9 | 84 | 124 | [7 empty] | GOVERNMENT |  | TIMOTHY JOSEPH | NYC HOUSING PRESERV & DEVEL | 100 GOLD STREET | NEW YORK NY 10038 | 2128637606 | HEREWITH FILING BUILDER'S PAVEMENT PLAN IN CONJUNCTION WITH CONSTRUCTION OF NEW BUILDING.TOTAL LINEAR FOOTAGE OF STREET FRONTAGE IS 666 LIN FT
200812111 | 01 | BRONX | 901 | EAST TREMONT AVENUE | 03121 | 00033 | 2821094 | A3 | J | P/E DISAPPROVED | 2003-10-23 | OTHER | 206 | [6 empty] | Y | [11 empty] | X | BPP | SUNG-HO SHIN | RA | 0026846 | Y | 2003-10-20 | 2003-10-20 | 2003-10-20 | 2003-10-23 | 0 | 0 | 0 | 1280 | STANDARD | 0 |  |  | 0 | 160 | 2 | 26 | 0 | [7 empty] | INDIVIDUAL |  | JAE WHUN JUN | N/A | 47-27 LITTLE NECK PKWY #3C | LITTLE NECK NY 11363 | 0 | BUILDERS PAVEMENT PLAN FILED IN CONJUNC- TION WITH NEW BUILDING APPLICAT ION #200641895.
200812139 | 01 | BRONX | 2828 | DUDLEY AVENUE | 05374 | 00026 | 2828931 | A3 | J | P/E DISAPPROVED | 2003-10-20 | 1-2-3 FAMILY | 210 | [18 empty] | X | BPP | ROBERT PISCIONERI | RA | 0008660 | Y | 2003-10-20 | 2003-10-20 | 2003-10-20 | 2003-10-20 | 0 | 0 | 0 | 600 | STANDARD | 0 |  |  | 0 | 75 | 0 | 0 | 0 | [7 empty] | PARTNERSHIP |  | KIM GERVIAS | BURKE & GRACE | 1468 W/BRIDGE RD | BX NY 10461 | 0 | 75 LINER FEET BPP INCONJUCTION WITH NB
200812031 | 01 | BRONX | 6200 | RIVERDALE AVENUE | 05887 | 01348 | 2085687 | A3 | P | APPROVED | 2003-10-21 | OTHER | 208 | [15 empty] | X |  |  |  |  | RAYMOND R NELSON | RA | 0020545 | Y | 2003-10-20 | 2003-10-20 | 2003-10-21 | 0 | 2003-10-21 | 0 | 0 | 140 | STANDARD | 0 |  |  | 0 | 0 | 7 | 75 | 50 |  | RES |  | M1-2 |  |  |  | CORPORATE |  | ALI HUSSIN | COLGATE SCAFFOLDING | 1470 BRUCKNER BLVD | BRONX NY 10471 | 7185894900 | INSTALL 40 LF OF SIDEWALK SHED FOR EXTER IOR WORK. WORK TO COMPLY WITH 33/91 AND 9/99. NO CHANGE IN USE, EGRESS OR OCCUPANCY.
200812040 | 01 | BRONX | 5550 | FIELDSTON ROAD | 05845 | 01825 | 2096907 | A3 | P | APPROVED | 2003-10-21 | OTHER | 208 | [15 empty] | X |  |  |  |  | RAYMOND R NELSON | RA | 0020545 | Y | 2003-10-20 | 2003-10-20 | 2003-10-21 | 0 | 2003-10-21 | 0 | 0 | 150 | STANDARD | 0 |  |  | 0 | 0 | 9 | 95 | 84 |  | RES |  | M1-2 |  |  |  | CORPORATE |  | ALI HUSSIN | COLGATE SCAFFOLDING | 1470 BRUCKNER BLVD | BRONX NY 10473 | 7185894900 | INSTALL 55 LF OF SIDEWALK SHED FOR EXTER IOR WORK. WORK TO COMPLY WITH 33/91 AND 9/99. NO CHANGE IN USE, EGRESS OR OCCUPANCY.
200812166 | 01 | BRONX | 140 | WEST 238 STREET | 03270 | 00113 | 2016181 | A3 | F | ASSIGNED TO P/E | 2003-10-23 | OTHER | 208 | [15 empty] | X |  |  |  |  | ANN HICKEY | PE | 0654301 |  | 2003-10-21 | 2003-10-21 | 2003-10-21 | 2003-10-23 | 0 | 0 | 0 | 170 | STANDARD | 0 |  |  | 0 | 0 | 5 | 55 | 45 |  | RES |  | R6 |  |  |  | PARTNERSHIP |  | GERALD KRAMER | AMIT ASSOC | 140 WEST 238 STREET | BRONX NY 10463 | 7186013999 | INSTALLATION OF A HEAVY DUTY SIDEWALK 11 1'DURING FACADE REPAIR.NO CHANG IN USE,EGRESS OR OCCUPANCY.SHED TO COMPL Y WITH LL 33/91 AND TPPN /99
200812326 | 01 | BRONX | 5210 | BROADWAY | 02215 | 00116 | 1080001 | A3 | P | APPROVED | 2003-10-24 | OTHER | 208 | [15 empty] | X |  |  |  |  | ANN HICKEY | PE | 0065430 |  | 2003-10-21 | 2003-10-21 | 2003-10-21 | 2003-10-23 | 2003-10-24 | 0 | 0 | 260 | EXEMPT | 0 |  |  | 0 | 0 | 14 | 140 | 153 |  | RES |  | R6 |  |  |  | GOVERNMENT |  | ROBERT YAUCH | NYC HOUSING AUTHORITY | 23-02 49TH AVE | L.I.C. NY 11101 | 7187075900 | INSTALLATION OF A HEAVY DUTY SIDEWALK SH ED.350'DURING FACADE REPAIR.NO HANGE IN USE,EGRESS OR OCCUPANCY.SHED TO COMPLY WITH LL33/91 HEAVY DUTY SIDEWAL SHED=300PSF LIVE LOAD. NO STORAGE OF AN Y CONSTRUCTION EQUIPMENT OR MATERIAL ON TOP OF SHED.
200812335 | 01 | BRONX | 2280 | GRAND AVENUE | 03197 | 00001 | 2014227 | A3 | P | APPROVED | 2003-10-24 | OTHER | 207 | [15 empty] | X |  |  |  |  | LAWRENCE SHAPIRO | PE | 0060591 |  | 2003-10-21 | 2003-10-21 | 2003-10-22 | 2003-10-23 | 2003-10-24 | 0 | 0 | 130 | STANDARD | 0 |  |  | 0 | 0 | 6 | 75 | 0 |  | COM |  | R7-1 |  |  |  | CORPORATE |  | MAYNARD KOENIGSBERG | CLK MANAGEMENT CO | 185 GREAT NECK RD | GREAT NECK NY 11021 | 5164669440 | INSTALLATION OF SCAFFOLDING 15'BY 90'HIG H AROUND CHIMNEY DURING REPAIR. O CHANGE IN USE,EGRESS OR OCCUPANCY.
200812870 | 01 | BRONX | 276 | BROOK AVENUE | 02267 | 00001 | 2801790 | A3 | R | PERMIT-ENTIRE | 2003-10-23 | 1-2-3 FAMILY | 201 | [18 empty] | X | BPP | THOMAS F CUSANELLI | PE | 0014203 | Y | 2003-10-22 | 2003-10-22 | 2003-10-23 | 2003-10-23 | 2003-10-23 | 2003-10-23 | 0 | 976 | STANDARD | 0 |  |  | 0 | 122 | 3 | 34 | 0 | [7 empty] | CORPORATE |  | NEIL WEISSMAN | PARKER DEVELOPMENT_LTD. | 242-01 BRADDOCK AVENUE | BELLEROSE NY 11426 | 7183436262 | FILING FOR BUILDERS PAVEMENT PLAN IN CONJUNCTION WITH 200812852. BPP TOTAL LINEAR FEET 122.81.
200812978 | 01 | BRONX | 352 | EAST 149 STREET | 02330 | 00039 | 2097043 | A3 | P | APPROVED | 2003-10-23 | OTHER | 201 | [6 empty] | Y | [8 empty] | X |  |  |  |  | Raymond R Nelson | RA | 0020545 | Y | 2003-10-23 | 2003-10-23 | 2003-10-23 | 0 | 2003-10-23 | 0 | 0 | 230 | STANDARD | 0 |  |  | 0 | 0 | 2 | 25 | 0 |  | COM |  | C4-4A |  |  |  | CORPORATE |  | ALI HUSSIN | COLGATE SCAFFOLDING | 1470 BRUCKNER BLVD | BRONX NY 104711225 | 7185894900 | INSTALL 267 LF OF SIDEWALK SHED FOR EXTERIOR WORK. WORK TO COMPLY WITH LL 33/91 AND 9/99. NO CHANGE IN USE, EGRESS OR OCCUPANCY.
200812987 | 01 | BRONX | 600 | GRAND CONCOURSE | 02443 | 00043 | 2002449 | A3 | P | APPROVED | 2003-10-23 | OTHER | 204 | [6 empty] | Y | [8 empty] | X |  |  |  |  | Raymond R Nelson | RA | 0020545 | Y | 2003-10-23 | 2003-10-23 | 2003-10-23 | 0 | 2003-10-23 | 0 | 0 | 130 | STANDARD | 0 |  |  | 0 | 0 | 3 | 35 | 3 |  | RES |  | M1-2 |  |  |  | CORPORATE |  | ALI HUSSIN | COLGATE SCAFFOLDING | 1470 BRUCKNER BLVD | BRONX NY 104711225 | 7185894900 | INSTALL 25 LF OF SIDEWALK SHED FOR EXTERIOR WORK. WORK TO COMPLY WITH LL 33/91 AND 9/99. NO CHANGE IN USE, EGRESS OR OCCUPANCY.
301653093 | 01 | BROOKLYN | 415 | RUTLAND ROAD | 04802 | 00049 | 3253039 | A3 | R | PERMIT-ENTIRE | 2003-10-22 | 1-2-3 FAMILY | 309 | [18 empty] | X | BPP | SION HOURIZADEH | PE | 0074129 |  | 2003-10-20 | 2003-10-20 | 2003-10-20 | 2003-10-22 | 2003-10-22 | 2003-10-22 | 0 | 160 | STANDARD | 0 |  |  | 0 | 20 | 3 | 26 | 2 | [7 empty] | INDIVIDUAL |  | DANIEL MELAMED | N/A | 1149 E. 92ND STREET | BROOKLYN NY 11203 | 7182576700 | THIS APPLICATION IS FILED FOR B.P.P. TOTAL FRONTAGE IS 20 FT.
301653100 | 01 | BROOKLYN | 1201 | SAINT MARKS AVENUE | 01355 | 00071 | 3035888 | A3 | R | PERMIT-ENTIRE | 2003-10-22 | 1-2-3 FAMILY | 308 | [18 empty] | X | BPP | SION HOURIZADEH | PE | 0074129 |  | 2003-10-20 | 2003-10-20 | 2003-10-20 | 2003-10-22 | 2003-10-22 | 2003-10-22 | 0 | 200 | STANDARD | 0 |  |  | 0 | 25 | 3 | 29 | 3 | [7 empty] | INDIVIDUAL |  | JOSEPH ARIEL | IRBEH REALTY LLC | 2 WEST 46ST #305 | NEW YORK NY 10036 | 5162631989 | THIS APPLICATION IS FILED FOR B.P.P. TOT AL LOT FRONTAGE=24.5'
301639421 | 01 | BROOKLYN | 113 | WEIRFIELD STREET | 03395 | 00038 | 3852464 | A3 | P | APPROVED | 2003-10-21 | 1-2-3 FAMILY | 304 | [6 empty] | Y | [11 empty] | X | UNDERPINNING | Arnold S Montag | RA | 0024564 | Y | 2003-10-20 | 2003-10-20 | 2003-10-20 | 0 | 2003-10-21 | 0 | 24000 | 197.85 | STANDARD | 0 |  |  | 0 | 0 | 3 | 36 | 3 |  | J-0 |  | R6 |  |  |  | CORPORATE |  | Yoram Hillel | Yor Develop Corp. | 265 Burnside Avenue | Lawrence NY 11559 | 9734188797 | Proposed underpinning of adjacent building. No change to Use, Egress or Occupancy are proposed under this application.
301639430 | 01 | BROOKLYN | 1443 | BUSHWICK AVENUE | 03451 | 00006 | 3807808 | A3 | P | APPROVED | 2003-10-21 | 1-2-3 FAMILY | 304 | [6 empty] | Y | [11 empty] | X | UNDERPINNING | Arnold S Montag | RA | 0024564 | Y | 2003-10-20 | 2003-10-20 | 2003-10-20 | 0 | 2003-10-21 | 0 | 46800 | 316.3 | STANDARD | 0 |  |  | 0 | 0 | 3 | 36 | 3 |  | J-0 |  | R6 |  |  |  | CORPORATE |  | Shlomo Kashi | MAOS, LLC | 265 Burnside Avenue | Lawrence NY 11559 | 9734188797 | Proposed underpinning of adjacent buildings. No change to Use, Egress or Occupancy are proposed under this application.
301658365 | 01 | BROOKLYN | 597 | PRESIDENT STREET | 00955 | 00076 | 3824569 | A3 | R | PERMIT-ENTIRE | 2003-10-22 | OTHER | 306 | [6 empty] | Y | [11 empty] | X | BPP | FELIX TAMBASCO | RA | 0014307 |  | 2003-10-20 | 2003-10-20 | 2003-10-20 | 2003-10-21 | 2003-10-22 | 2003-10-22 | 0 | 200 | STANDARD | 0 |  |  | 0 | 25 | 4 | 30 | 4 |  | J-2 |  | R6B |  |  |  | CORPORATE |  | Spiro Geroulanos | Trident Developers | 128 Marine Avenue | Brooklyn NY 11209 | 7184916091 | Herewith filing BPP (Builders Paving Plan)
301450141 | 01 | BROOKLYN | 130 | ROCHESTER AVENUE | 01355 | 00023 | 3035887 | A3 | R | PERMIT-ENTIRE | 2003-10-21 | OTHER | 308 | [15 empty] | X |  |  |  |  | ANN C HICKEY | PE | 0654301 | Y | 2003-10-21 | 2003-10-21 | 2003-10-21 | 2003-10-21 | 2003-10-21 | 2003-10-21 | 0 | 410 | EXEMPT | 0 |  |  | 0 | 0 | 3 | 40 | 0 |  | PUB |  | R6 |  |  |  | GOVERNMENT | Y | GEORGE TOMA | NY SCHOOL CONSTRUCTION AUTHORITY | 30-30 THOMSON AVENUE | LIC NY 11101 | 7184728400 | PS335 SIDEWALK SHED W/ 301213746 WINDOW INSTALLATION
301653173 | 01 | BROOKLYN | 279 | ASHFORD STREET | 03984 | 00008 | 3088626 | A3 | R | PERMIT-ENTIRE | 2003-10-22 | 1-2-3 FAMILY | 305 | [6 empty] | Y | [11 empty] | X | BPP | SIGFRIDO NOVA | PE | 0074191 | Y | 2003-10-20 | 2003-10-21 | 2003-10-21 | 2003-10-22 | 2003-10-22 | 2003-10-22 | 0 | 200 | STANDARD | 0 |  |  | 0 | 25 | 3 | 28 | 3 |  | J-0 |  | R5 |  |  |  | INDIVIDUAL |  | RAJIB B ADITYA | ADITY ENTERPRIZE | 226 MOUNTAINSIDE RD | MENDHAM NJ 07945 | 9735435583 | BUILDER PAVEMENT PLAN (BPP): 25 LINEAR FEET. NO CHANGE IN USE, OCCUPANCY, OR EGRESS.
301639699 | 01 | BROOKLYN | 1771 | EAST 9 STREET | 06666 | 00094 | 3177625 | A3 | R | PERMIT-ENTIRE | 2003-10-22 | 1-2-3 FAMILY | 315 | [6 empty] | Y | [11 empty] | X | BPP | Warren Meister | RA | 0015958 |  | 2003-10-21 | 2003-10-21 | 2003-10-21 | 2003-10-22 | 2003-10-22 | 2003-10-22 | 0 | 256 | STANDARD | 0 |  |  | 0 | 32 | 1 | 34 | 1 |  | J-0 |  | R5 |  |  |  | INDIVIDUAL |  | Mike Oved | N/A | 1771 East 9 th Street | Brooklyn NY 11220 | 2122443800 | Filing Builder's Pavment Plan for the total lot frontage of 32.00 linear feet on East 9th Street.
301653468 | 01 | BROOKLYN | 91 | DOUGLAS STREET | 00409 | 00053 | 3811138 | A3 | R | PERMIT-ENTIRE | 2003-10-22 | 1-2-3 FAMILY | 306 | [6 empty] | Y | [11 empty] | X | BPP | ANTHONY GENNARO | PE | 0060813 | Y | 2003-10-21 | 2003-10-21 | 2003-10-21 | 2003-10-22 | 2003-10-22 | 2003-10-22 | 0 | 160 | STANDARD | 0 |  |  | 0 | 20 | 4 | 42 | 4 |  | J-0 |  | R6 |  |  |  | INDIVIDUAL |  | HUNG T LEE |  | 15 GARRY ROAD | CLOSTER NJ 07624 | 2017508587 | APPLICATION FILED FOR BUILDERS PAVING PLAN - TOTAL FRONTAGE ON DOUGLAS STREET IS 20 LINEAL FEET
301658301 | 01 | BROOKLYN | 1027 | AVENUE W | 07371 | 00049 | 3200553 | A3 | J | P/E DISAPPROVED | 2003-10-23 | 1-2-3 FAMILY | 315 | [6 empty] | Y | [10 empty] | X |  |  | carl giangrande | RA | 0023019 |  | 2003-10-21 | 2003-10-21 | 2003-10-21 | 2003-10-22 | 0 | 0 | 0 | 130 | STANDARD | 0 |  |  | 0 | 0 | 2 | 20 | 1 |  | RES |  | R5 |  |  |  | INDIVIDUAL |  | Lyubov Rader | - | 1027 Avenue W | Brooklyn NY 11223 | 7188713232 | filing for curb cut.
301639788 | 01 | BROOKLYN | 688 | CENTRAL AVENUE | 03446 | 00032 | 3080145 | A3 | P | APPROVED | 2003-10-22 | OTHER | 304 | [6 empty] | Y | [11 empty] | X | GC | Adib Z Ghattas | PE | 0054044 |  | 2003-10-21 | 2003-10-22 | 2003-10-21 | 0 | 2003-10-22 | 0 | 2000 | 100 | STANDARD | 0 |  |  | 0 | 0 | 1 | 13 | 0 |  | COM |  | M1-1 |  |  |  | INDIVIDUAL |  | Sam Yakoub | Focus Knits Corp | 688 Central Avenue | Brooklyn NY 11207 | 7189199527 | Legalize existing steel stair from first floor to cellar. No change in use, egress or occupancy.
301639840 | 01 | BROOKLYN | 544 | 92 STREET | 06110 | 00027 | 3155363 | A3 | J | P/E DISAPPROVED | 2003-10-24 | OTHER | 310 | [6 empty] | Y | [11 empty] | X | AWNING | LEN WEISENTHAL | OT | 0000000 |  | 2003-10-22 | 2003-10-22 | 2003-10-21 | 2003-10-22 | 0 | 0 | 2500 | 100 | STANDARD | 0 |  |  | 0 | 0 | 1 | 16 | 0 |  | E |  | R6 |  |  | BR | INDIVIDUAL |  | CARMEN NUNEZ | VICTORIAS ICE CREAM | 544 92ND STREET | BROOKLYN NY 11209 | 7188366833 | NON ILLUMINATED NON ADVERTISING ACCESSORY AWNING READING- VICTORIAS ICE CREAM & ICE CREAM CAKES 544 NO CHANGE TO USE, EGRESS OR OCCUPANCY
301653253 | 01 | BROOKLYN | 326 | GRAHAM AVENUE | 02765 | 00001 | 3322922 | A3 | P | APPROVED | 2003-10-22 | OTHER | 301 | [6 empty] | Y | [8 empty] | X |  |  |  |  | Raymond R Nelson | RA | 0020545 | Y | 2003-10-22 | 2003-10-22 | 2003-10-21 | 0 | 2003-10-22 | 0 | 0 | 150 | STANDARD | 0 |  |  | 0 | 0 | 3 | 40 | 84 |  | COM |  | C1-3 | R6 |  |  | CORPORATE |  | ALI HUSSIN | COLGATE SCAFFOLDING | 1470 BRUCKNER BLVD | BRONX NY 104711225 | 7185894900 | INSTALL 58 LF OF SIDEWALK SHED FOR EXTERIOR WORK. WORK TO COMPLY WITH LL 33/91 AND 9/99. NO CHANGE IN USE, EGRESS OR OCCUPANCY.
301639859 | 01 | BROOKLYN | 63 | SCHERMERHORN STREET | 00269 | 00016 | 3002644 | A3 | P | APPROVED | 2003-10-22 | OTHER | 302 | [6 empty] | Y | [8 empty] | X |  |  |  |  | Reza M Khanbilvardi | PE | 0063845 | Y | 2003-10-22 | 2003-10-22 | 2003-10-21 | 0 | 2003-10-22 | 0 | 0 | 190 | STANDARD | 0 |  |  | 0 | 0 | 3 | 50 | 0 |  | COM |  | C6-2A |  |  |  | PARTNERSHIP | Y | Mitchell Rutter | Greek Orthodox Church of St. Con | 63 Schermerhorn Street | Brooklyn, NY 11201 | 2128880800 | Install temporary sidewalk shed. No change in use, egress or occupancy.
301653262 | 01 | BROOKLYN | 176 | JOHNSON STREET | 02049 | 00015 | 3058206 | A3 | P | APPROVED | 2003-10-22 | OTHER | 302 | [6 empty] | Y | [8 empty] | X |  |  |  |  | Raymond R Nelson | RA | 0020545 | Y | 2003-10-22 | 2003-10-22 | 2003-10-21 | 0 | 2003-10-22 | 0 | 0 | 130 | STANDARD | 0 |  |  | 0 | 0 | 8 | 85 | 0 |  | COM |  | M1-1 |  |  |  | CORPORATE |  | ALI HUSSIN | COLGATE SCAFFOLDING | 1470 BRUCKNER BLVD | BRONX NY 104711225 | 7185894900 | Install 25LF LONG PIPE SCAFFOLD for exterior work. No change in use, egress or occupancy.
301658436 | 01 | BROOKLYN | 26 | ROCHESTER AVENUE | 01708 | 00044 | 3048152 | A3 | F | ASSIGNED TO P/E | 2003-10-24 | 1-2-3 FAMILY | 303 | [6 empty] | Y | [8 empty] | X |  |  |  |  | YAU-SAN WU | OT | 0000000 |  | 2003-10-22 | 2003-10-22 | 2003-10-21 | 2003-10-24 | 0 | 0 | 0 | 130 | STANDARD | 0 |  |  | 0 | 0 | 2 | 22 | 1 |  | RES |  | R6 |  |  |  | CORPORATE |  | Emily Cohen | NHS COMMUNITY DEVELOPMENT CORP. | 307 WEST 36TH STREET, 11th FL | NEW YORK NY 10001 | 2125192561 | ERECT TEMPORARY CONSTRUCTION WOOD FENCE IN CONJUNCTION WITH ALT I # 301645913. NO CHANGE IN USE, EGRESS, & OCCUPANCY.
301658427 | 01 | BROOKLYN | 537A | QUINCY STREET | 01624 | 00070 | 3044252 | A3 | F | ASSIGNED TO P/E | 2003-10-24 | 1-2-3 FAMILY | 303 | [6 empty] | Y | [8 empty] | X |  |  |  |  | YAU-SAN WU | OT | 0000000 |  | 2003-10-22 | 2003-10-22 | 2003-10-21 | 2003-10-24 | 0 | 0 | 0 | 130 | STANDARD | 0 |  |  | 0 | 0 | 3 | 37 | 3 |  | RES |  | R6 |  |  |  | CORPORATE |  | Emily Cohen | NHS COMMUNITY DEVELOPMENT CORP. | 307 WEST 36TH STREET, 11th FL | NEW YORK NY 10001 | 2125192561 | ERECT TEMPROR WOOD FENCE IN CONJUNCTION WITH ALT I # 301645897. NO CHANGE IN USE, EGRESS, & OCCUPANCY.
301658392 | 01 | BROOKLYN | 1407 | LINDEN BOULEVARD | 03634 | 00001 | 3326604 | A3 | P | APPROVED | 2003-10-23 | OTHER | 316 | [6 empty] | Y | [8 empty] | X |  |  |  |  | John C Hulme | RA | 0020419 | Y | 2003-10-22 | 2003-10-22 | 2003-10-22 | 0 | 2003-10-23 | 0 | 0 | 180 | STANDARD | 0 |  |  | 0 | 0 | 14 | 145 | 14 |  | RES |  | R6 |  |  |  | CORPORATE |  | ANNIE WISE | EARL W. JIMMERSON HOUSING, INC | 1411 LINDEN BLVD, apt 11G | BROOKLYN NY 11212 | 2129960200 | Install heavy duty Sidewalk shed 150ft long at 1407 Linden Blvd - during remedial repairs. Work shall comply with LL33/91. No change in use egress or occupancy.
301658409 | 01 | BROOKLYN | 96 | BOERUM PLACE | 00279 | 00037 | 3002839 | A3 | R | PERMIT-ENTIRE | 2003-10-23 | OTHER | 302 | [6 empty] | Y | [8 empty] | X |  |  |  |  | JOHN C HULME | RA | 0020419 | Y | 2003-10-22 | 2003-10-22 | 2003-10-22 | 0 | 2003-10-22 | 2003-10-23 | 0 | 170 | STANDARD | 0 |  |  | 0 | 0 | 2 | 25 | 0 |  | PUB |  | C2-3 |  |  |  | CORPORATE |  | David Windmiller | Gwynne Five LLC | 2520 Flatbush Avenue | Bklyn NY 11234 | 7186774109 | Install heavy duty sidewalk shed 125ft long at 96 Boerum Place- during remedial repairs. Work shall comply with LL33/91. No change in use egress or occupancy
301658418 | 01 | BROOKLYN | 96 | BOERUM PLACE | 00279 | 00037 | 3002839 | A3 | P | APPROVED | 2003-10-23 | OTHER | 302 | [6 empty] | Y | [8 empty] | X |  |  |  |  | JOHN C HULME | RA | 0020419 | Y | 2003-10-22 | 2003-10-22 | 2003-10-22 | 0 | 2003-10-23 | 0 | 0 | 130 | STANDARD | 0 |  |  | 0 | 0 | 2 | 25 | 0 |  | PUB |  | C2-3 |  |  |  | CORPORATE |  | David Windmiller | Gwynne Five LLC | 2520 Flatbush Avenue | Bklyn NY 11234 | 7186774109 | Installation of Scaffold of 125ft long by 25ft high at 96 Boerum Place-during remedial repair. No change in the use of egress or occupancy. Work shall comply with LL33/91.
301658463 | 01 | BROOKLYN | 157 | WILSON STREET | 02177 | 00001 | 3059906 | A3 | F | ASSIGNED TO P/E | 2003-10-23 | OTHER | 301 | [6 empty] | Y | [8 empty] | X |  |  |  |  | ANN C HICKEY | PE | 0065430 |  | 2003-10-22 | 2003-10-22 | 2003-10-22 | 2003-10-23 | 0 | 0 | 0 | 160 | EXEMPT | 0 |  |  | 0 | 0 | 3 | 36 | 0 |  | PUB |  | R6 |  |  |  | PARTNERSHIP |  | WILBER HERBERT | BOARD OF EDUCATION | 157 WILSON STREET | BROOKLYN NY 11211 | 7188529173 | INSTALLATION OF A HEAVY DUTY SIDEWALK SHED 90' DURING MASONRY REPAIR. (BRICK REPOINTING) NO DOB FILING REQUIRED. NO CHANGE IN USE, EGRESS OR OCCUPANCY. SHED TO COMPLY WITH LL33/91 AND TPPN 9/99.
301653538 | 01 | BROOKLYN | 109 | RUTLEDGE STREET | 02217 | 00053 | 3060742 | A3 | P | APPROVED | 2003-10-24 | OTHER | 301 | [6 empty] | Y | [8 empty] | X |  |  |  |  | LEON NATION | PE | 0065052 | Y | 2003-10-22 | 2003-10-22 | 2003-10-22 | 0 | 2003-10-24 | 0 | 0 | 140 | STANDARD | 0 |  |  | 0 | 0 | 1 | 80 | 1 |  | J-2 |  | R6 |  |  |  | INDIVIDUAL |  | MORDECHAI NUESTEIN |  | 134 BROADWAY | BROOKLYN NC 11211 | 7185997600 | SIDEWALK SHED 32 ' ON RUTLEDGE ST., IN CONJ WITH NB JOB # 301347380
301658445 | 01 | BROOKLYN | 1670 | 42 STREET | 05380 | 00033 | 3126428 | A3 | R | PERMIT-ENTIRE | 2003-10-24 | 1-2-3 FAMILY | 312 | [6 empty] | Y | [11 empty] | X | BPP | Ernest Keller | RA | 0007362 | Y | 2003-10-22 | 2003-10-22 | 2003-10-22 | 2003-10-24 | 2003-10-24 | 2003-10-24 | 0 | 320 | STANDARD | 0 |  |  | 0 | 40 | 3 | 35 | 2 |  | J-3 |  | R5 |  |  |  | INDIVIDUAL |  | SARA GOLDBERGER |  | 146 ROSS STREET | BROOKLYN NY 11211 | 9178044410 | BPP - 40 LINEAR FEET.
301640017 | 01 | BROOKLYN | 4270 | BEDFORD AVENUE | 07382 | 00107 | 3201178 | A3 | F | ASSIGNED TO P/E | 2003-10-23 | 1-2-3 FAMILY | 315 | [6 empty] | Y | [11 empty] | X | GC | Leonid Krupnik | PE | 0065639 |  | 2003-10-22 | 2003-10-22 | 2003-10-22 | 2003-10-23 | 0 | 0 | 10000 | 125.75 | STANDARD | 0 |  |  | 0 | 0 | 1 | 25 | 2 |  | RES |  | R4 |  |  |  | INDIVIDUAL | Y | Roman Lozovsky |  | 4270 Bedford Ave. | Brooklyn NY 11229 | 7183321821 | Construct new porch at rear of building. No change to occupancy, use or egress.
301653164 | 01 | BROOKLYN | 330 | CRESCENT STREET | 04162 | 00032 | 3093275 | A3 | R | PERMIT-ENTIRE | 2003-10-24 | OTHER | 305 | [6 empty] | Y | [11 empty] | X | BPP | SIGFRIDO NOVA | PE | 0074191 | Y | 2003-10-20 | 2003-10-23 | 2003-10-23 | 2003-10-24 | 2003-10-24 | 2003-10-24 | 0 | 200 | STANDARD | 0 |  |  | 0 | 25 | 1 | 22 | 0 |  | C |  | C8-1 |  |  |  | INDIVIDUAL |  | CHARLES GAMBINO | N/A | 330 CRESCENT STREET | BROOKLYN NY 11208 | 7187381213 | APPLICATION FILED FOR BUILDERS PAVEMENT PLAN (BPP): 25.00' IN CONJUNCTION WITH JOB# 301642943.
301639458 | 01 | BROOKLYN | 1270 | 58 STREET | 05704 | 00035 | 3140715 | A3 | R | PERMIT-ENTIRE | 2003-10-24 | 1-2-3 FAMILY | 312 | [6 empty] | Y | [11 empty] | X | BPP | Henry Radusky | RA | 0015029 |  | 2003-10-20 | 2003-10-23 | 2003-10-23 | 2003-10-23 | 2003-10-24 | 2003-10-24 | 0 | 280 | STANDARD | 0 |  |  | 0 | 35 | 3 | 35 | 3 |  | J-0 |  | R5 |  |  |  | INDIVIDUAL |  | Moishe Trebish | n/a | 1243 48th Street | Brooklyn NY 11219 | 7188514906 | Builder's pavement plan checklist submitted herewith for total lot frontage of 35.00 linear feet on 58th Street
301653208 | 01 | BROOKLYN | 816 | DUMONT AVENUE | 04074 | 00016 | 3811344 | A3 | R | PERMIT-ENTIRE | 2003-10-24 | 1-2-3 FAMILY | 305 | [6 empty] | Y | [11 empty] | X | BPP | GAD ASHOORI | PE | 0065961 | Y | 2003-10-20 | 2003-10-23 | 2003-10-23 | 2003-10-24 | 2003-10-24 | 2003-10-24 | 0 | 400 | STANDARD | 0 |  |  | 0 | 50 | 3 | 26 | 3 |  | J-0 |  | R6 |  |  |  | CORPORATE |  | YEHUDA COHEN | 122 AVENUES REALTY LLC. | 189-11 JAMAICA AVE | HOLLIS NY 11423 | 7184548555 | BPP - BUILDERS PAVEMENT PLAN
301639519 | 01 | BROOKLYN | 119 | COURT STREET | 00271 | 00018 | 3002699 | A3 | F | ASSIGNED TO P/E | 2003-10-24 | OTHER | 302 | [15 empty] | X |  |  |  |  | TODD ERNST | RA | 0025546 |  | 2003-10-21 | 2003-10-22 | 2003-10-23 | 2003-10-24 | 0 | 0 | 0 | 130 | STANDARD | 0 |  |  | 0 | 0 | 10 | 120 | 7 |  | J-2 |  | C6-2A |  |  |  | CORPORATE |  | DANNY CHOW | JPKJ REALTY, LLC | 117 COURT STREET | BROOKLYN NY 11201 | 7188580131 | CONSTRUCTION FENCE FILED IN CONJUNCTION WITH NB.301476276.
301639582 | 01 | BROOKLYN | 2394 | NOSTRAND AVENUE | 07611 | 00053 | 3207871 | A3 | F | ASSIGNED TO P/E | 2003-10-24 | OTHER | 314 | [18 empty] | X | AWNING | ALTON HENRIQUES | PERMIT BROKER |  |  | 2003-10-21 | 2003-10-21 | 2003-10-23 | 2003-10-24 | 0 | 0 | 1500 | 100 | STANDARD | 0 |  |  | 0 | 0 | 0 | 0 | 0 |  | E |  | R6 |  |  |  | PARTNERSHIP |  | LINDA GOODMAN | NOSTRAND AVE HOLDING LLC | 2394 NOSTRAND AVE | BROOKLYN NY 11210 | 7183760999 | INSTALLATION OF A NON-ILLUMINATED ACCESS ORY BUSINESS AWNING
301653388 | 01 | BROOKLYN | 5323 | 5 AVENUE | 00816 | 00001 | 3330237 | A3 | F | ASSIGNED TO P/E | 2003-10-24 | OTHER | 307 | [18 empty] | X | AWNING | ALTON HENRIQUES | PERMIT BROKER |  |  | 2003-10-21 | 2003-10-21 | 2003-10-23 | 2003-10-24 | 0 | 0 | 1500 | 100 | STANDARD | 0 |  |  | 0 | 0 | 0 | 0 | 0 |  | E |  | C4-3 |  |  |  | PARTNERSHIP |  | ABRAHAM LESER | 5TH AVE BROOKLYN LLC | 1481 47TH STREET | BROOKLYN NY 11219 | 7184385100 | INSTALLATION OF AN NON-ILLUMINATED ACCESSORY BUSINESS AWNING.
301639733 | 01 | BROOKLYN | 98 | PIONEER STREET | 00531 | 00040 | 3008409 | A3 | D | A/P ENTIRE | 2003-10-23 | 1-2-3 FAMILY | 306 | [15 empty] | X |  |  |  |  | JOZEF F ZURAWSKI | PE | 0056838 | Y | 2003-10-21 | 2003-10-21 | 2003-10-23 | 0 | 0 | 0 | 0 | 130 | STANDARD | 0 |  |  | 0 | 0 | 3 | 40 | 2 |  | J-3 |  | R5 |  |  |  | INDIVIDUAL |  | TANIA PUELL | N/A | 98 PIONEER STREET | BROOKLYN NY 11231 | 7188558209 | INSTALLING WOOD FENCE IN CONJUNCTION WITH APPLICATION #301486274. NO CHANGE IN EGRESS, USE OR OCCUPANCY.
301658329 | 01 | BROOKLYN | 7715 | 4 AVENUE | 05961 | 00003 | 3149820 | A3 | P | APPROVED | 2003-10-23 | OTHER | 310 | [15 empty] | X |  |  |  |  | EDWARD C HICKS | RA | 0016413 | Y | 2003-10-22 | 2003-10-22 | 2003-10-23 | 0 | 2003-10-23 | 0 | 0 | 130 | STANDARD | 0 |  |  | 0 | 0 | 4 | 40 | 16 |  | RES |  | R6 |  |  |  | INDIVIDUAL |  | ANNA GABRIEL | ANNA GABRIEL TRUST | 9801 SHORE ROAD, APT 6J | BROOKLYN NY 11209 | 7188335858 | INSTALL 3'-0"X8'-0" HIGH PLYWOOD FENCE I N CONJUNCTION WITH ALT. 3016285 5.
301640044 | 01 | BROOKLYN | 1642 | WEST 9 STREET | 06622 | 00022 | 3175379 | A3 | R | PERMIT-ENTIRE | 2003-10-24 | OTHER | 311 | [6 empty] | Y | [8 empty] | X |  |  |  |  | CHIEN HAN | RA | 0021833 |  | 2003-10-22 | 2003-10-23 | 2003-10-23 | 2003-10-23 | 2003-10-23 | 2003-10-24 | 0 | 130 | STANDARD | 0 |  |  | 0 | 0 | 6 | 60 | 20 |  | J-2 |  | R6 |  |  |  | INDIVIDUAL |  | TIN FUNG | FUNG'S SHUN DEE CONSTR. | 2373 EAST 21 ST. | BROOKLYN NY 11229 | 7186484105 | INSTALL TEMP. FENCE FOR NB CONSTRUCTION, TOTAL 80 LF.
301653556 | 01 | BROOKLYN | 2210 | 65 STREET | 06578 | 00003 | 3173309 | A3 | F | ASSIGNED TO P/E | 2003-10-23 | OTHER | 311 | [6 empty] | Y | [8 empty] | X |  |  |  |  | John Pantanelli | OT | 0000000 |  | 2003-10-23 | 2003-10-23 | 2003-10-23 | 2003-10-23 | 0 | 0 | 0 | 130 | STANDARD | 0 |  |  | 0 | 0 | 6 | 60 | 0 |  | E |  | C1-3 | R6 |  |  | CORPORATE |  | Carmen Miranda | Bay Park Development | 2226 McDonald Ave | Brooklyn NY 11223 | 7183612861 | Installation of pipe-scaffolding (on existing sidewalk shed app. No. 301646869) at 2210 65th street. 160 linear feet by approximately 30 feet high. No change in use, egress, or occupancy.
301658515 | 01 | BROOKLYN | 126 | BAY 53 STREET | 06949 | 00063 | 3321140 | A3 | F | ASSIGNED TO P/E | 2003-10-24 | 1-2-3 FAMILY | 313 | [18 empty] | X | BPP | VALENTINO POMPOE | RA | 0028075 |  | 2003-10-23 | 2003-10-23 | 2003-10-23 | 2003-10-24 | 0 | 0 | 0 | 320 | STANDARD | 0 |  |  | 0 | 40 | 3 | 29 | 0 | [7 empty] | INDIVIDUAL |  | DINA MILETTI | N/A | 146 BAY 53 ST | BROOKLYN NY 11214 | 7183720845 | APPL. IS FILED FOR BUILDERS PAVEMENT PLAN WHICH INCLUDES THE REMOVAL AND REPLACEMENT OF CONCRE. CURBS AND SIDEWALKS ALONG BAY 53RD ST. AND THE. INSTALL. OF A NEW 10'-0" WIDE (INCLUDES 2-18" SPLAYS CONCRE. CC ALONG BAY 53 ST. TOTAL LOT FRONTAGE ALONG BAY 53 ST.= 40.00'. FILED IN CON.W SEP.NB#301656928.
301640231 | 01 | BROOKLYN | 2456 | EAST 22 STREET | 07422 | 00225 | 3203228 | A3 | J | P/E DISAPPROVED | 2003-10-24 | 1-2-3 FAMILY | 315 | [6 empty] | Y | [11 empty] | X | REPAIR | Anthony J Lee | RA | 0017269 | Y | 2003-10-23 | 2003-10-23 | 2003-10-23 | 2003-10-24 | 0 | 0 | 5000 | 100 | STANDARD | 0 |  |  | 0 | 0 | 2 | 24 | 2 |  | RES |  | R4 |  |  |  | INDIVIDUAL |  | Zheng D Huang | NA | 2456 E 22 St | Brooklyn NY 11235 | 6465294797 | To remedy ECB violation # 34411089N for the repair of existing front parapet wall. Propose to repair front landing and stair in front of building. Repair rear concrete driveway.
301658622 | 01 | BROOKLYN | 762 | 59 STREET | 00866 | 00034 | 3016415 | A3 | R | PERMIT-ENTIRE | 2003-10-24 | OTHER | 307 | [6 empty] | Y | [11 empty] | X | BPP | SHIMING TAM | RA | 0018525 |  | 2003-10-23 | 2003-10-23 | 2003-10-23 | 2003-10-23 | 2003-10-24 | 2003-10-24 | 0 | 320 | STANDARD | 0 |  |  | 0 | 40 | 8 | 85 | 0 |  | K |  | R6 |  |  |  | PARTNERSHIP |  | SAMMY YU | N/A | 762 59 STREET | BROOKLYN NY 11220 | 7182653736 | SUBMIT BUILDERS PAVEMENT PLAN IN CONJUNCTION WITH APPLICATION#301627318. TOTAL LOT FRONTAGE 40 FEET.
301640259 | 01 | BROOKLYN | 489 | FULTON STREET | 00152 | 00004 | 3000402 | A3 | D | A/P ENTIRE | 2003-10-23 | OTHER | 302 | [6 empty] | Y | [8 empty] | X |  |  |  |  | John C Hulme | RA | 0020419 | Y | 2003-10-23 | 2003-10-23 | 2003-10-23 | 0 | 0 | 0 | 0 | 140 | STANDARD | 0 |  |  | 0 | 0 | 4 | 44 | 0 |  | COM |  | C5-4 |  |  |  | PARTNERSHIP |  | Allan GOLDMAN | Empire Assocs. Rlty | 640 5TH AVENUE | NY NY 10019 | 2122652280 | Install heavy duty Sidewalk shed 30ft long at 489 Fulton Street - during remedial repairs. Work shall comply with LL33/91. No change in use egress or occupancy.
301640277 | 01 | BROOKLYN | 2314 | NATIONAL DRIVE | 08592 | 00044 | 3242417 | A3 | P | APPROVED | 2003-10-24 | 1-2-3 FAMILY | 318 | [6 empty] | Y | [8 empty] | X |  |  |  |  | NATALIYA DONSKOY | RA | 0027477 | Y | 2003-10-23 | 2003-10-23 | 2003-10-23 | 0 | 2003-10-24 | 0 | 0 | 130 | STANDARD | 0 |  |  | 0 | 0 | 3 | 35 | 2 |  | J-3 |  | R5 |  |  |  | INDIVIDUAL |  | IGOR KLEYMAN | NONE | 2314 NATIONAL DRIVE | BROOKLYN NY 11234 | 7182414693 | INSTALL TEMPORARY FENCE ALONG PROPERTY LINES ; THIS APPLICATION IS FILED IN CONJUNCTION WITH APPLICATION # 301563859
301639449 | 01 | BROOKLYN | 1262 | 58 STREET | 05704 | 00032 | 3140713 | A3 | F | ASSIGNED TO P/E | 2003-10-24 | 1-2-3 FAMILY | 312 | [6 empty] | Y | [11 empty] | X | BPP | Henry Radusky | RA | 0015029 |  | 2003-10-20 | 2003-10-24 | 2003-10-24 | 2003-10-24 | 0 | 0 | 0 | 320 | STANDARD | 0 |  |  | 0 | 40 | 3 | 34 | 3 |  | J-0 |  | R5 |  |  |  | INDIVIDUAL |  | Irving Stern | n/a | 1718 48th Street | Brooklyn NY 11211 | 7184356082 | Builder's pavement plan checklist submitted herewith for total lot frontage of 40.00 linear feet of 58th Street
301639617 | 01 | BROOKLYN | 8401 | FLATLANDS AVENUE | 08005 | 00006 | 3224484 | A3 | D | A/P ENTIRE | 2003-10-24 | OTHER | 318 | [18 empty] | X | BPP | JOHN CATAPANO | PE | 0070554 |  | 2003-10-21 | 2003-10-21 | 2003-10-24 | 0 | 0 | 0 | 0 | 2072 | STANDARD | 0 |  |  | 0 | 259 | 1 | 21 | 0 | [7 empty] | INDIVIDUAL |  | HARRY SINGH | N/A | 2773 NOSTRAND AVENUE | BROOKLYN NY 11210 | 5166262344 | BUILDERS PAVEMENT PLAN. STREET FRONTAGE - 259'.
301658588 | 01 | BROOKLYN | 1433 | 70 STREET | 06157 | 00064 | 3156576 | A3 | D | A/P ENTIRE | 2003-10-24 | 1-2-3 FAMILY | 311 | [6 empty] | Y | [10 empty] | X |  |  | Andrew Caracciolo | RA | 0020246 | Y | 2003-10-23 | 2003-10-24 | 2003-10-24 | 0 | 0 | 0 | 0 | 130 | STANDARD | 0 |  |  | 0 | 0 | 3 | 30 | 2 |  | RES |  | R5 |  |  |  | INDIVIDUAL |  | Frank & Janice Fontana | N/A | 1433 70th Street | Brooklyn NY 11228 | 7182563842 | New 10' curb cut and driveway, as per plans filed herewith. No change in use, egress or occupancy.
301653663 | 01 | BROOKLYN | 106 | DUPONT STREET | 02495 | 00039 | 3063818 | A3 | F | ASSIGNED TO P/E | 2003-10-24 | 1-2-3 FAMILY | 301 | [6 empty] | Y | [10 empty] | X |  |  | Sandor Weiss | RA | 0014318 |  | 2003-10-23 | 2003-10-24 | 2003-10-24 | 2003-10-24 | 0 | 0 | 0 | 130 | STANDARD | 0 |  |  | 0 | 0 | 4 | 37 | 3 |  | J-0 |  | C1-3 |  |  |  | INDIVIDUAL | Y | Matt Nathanson | N/A | 106 Dupont St | Brooklyn NY 11222 | 9173715305 | New 10'-0" curb cut with (2) 1'-6" splays. No change in use, group or occupancy.
301640375 | 01 | BROOKLYN | 469 | 45 STREET | 00738 | 00047 | 3011212 | A3 | D | A/P ENTIRE | 2003-10-24 | OTHER | 307 | [6 empty] | Y | [8 empty] | X |  |  |  |  | Gary Silver | RA | 0020651 | Y | 2003-10-24 | 2003-10-24 | 2003-10-24 | 0 | 0 | 0 | 0 | 130 | STANDARD | 0 |  |  | 0 | 0 | 3 | 31 | 4 |  | RES |  | C1-3 | R6 |  |  | INDIVIDUAL |  | Min Ru Yang | N/A | 6719 14 Avenue | Brooklyn NY 11219 | 3478662369 | Installtion of 20 linear feet of heavy duty sidewalk shed for waterproofing and repointing of facade only. All work to comply with LL 33/91. No change of use, egress or occupancy under this application.
301658935 | 01 | BROOKLYN | 945 | CRESCENT STREET | 04529 | 00041 | 3852589 | A3 | D | A/P ENTIRE | 2003-10-24 | 1-2-3 FAMILY | 305 | [18 empty] | X | BPP | VINOD DHOLAKIA | RA | 0014919 |  | 2003-10-24 | 2003-10-24 | 2003-10-24 | 0 | 0 | 0 | 0 | 320 | STANDARD | 0 |  |  | 0 | 40 | 0 | 0 | 0 | [7 empty] | CORPORATE |  | AMRITPAL S SANDHU | G&S DEVELOPER OF NY, INC. | 91-39 111TH STREET | RICHMOND HILL NY 11418 | 7188050390 | BUILDERS PAVEMENT PLAN: 40 LINEAR FEET NO CHANGE IN USE, OCCUPANCY OR E GRESS.
301653789 | 01 | BROOKLYN | 103 | 3 STREET | 00461 | 00046 | 3007901 | A3 | F | ASSIGNED TO P/E | 2003-10-24 | OTHER | 306 | [18 empty] | X | BPP | JOHN HASKOPOULOS | RA | 0023654 |  | 2003-10-24 | 2003-10-24 | 2003-10-24 | 2003-10-24 | 0 | 0 | 0 | 400 | STANDARD | 0 |  |  | 0 | 50 | 4 | 60 | 9 | [7 empty] | CORPORATE |  | LOUIS VITANZA | V.C. VITANZA SONS LLC | 111 THIRD STREET | BROOKLYN NY 11231 | 7182469200 | INSTALL NEW 50' X 18' CONCRETE SIDEWALK, 50' CONCRETE CURB AND REPLACE A PHALT ROADWAY AS PER PLAN. REFER TO APPL . # 301656152 FOR NEW BUILDING
301653832 | 01 | BROOKLYN | 874 | LORIMER STREET | 02679 | 00055 | 3066723 | A3 | D | A/P ENTIRE | 2003-10-24 | 1-2-3 FAMILY | 301 | [6 empty] | Y | [11 empty] | X | BPP | HSU LEE | PE | 0050436 | Y | 2003-10-24 | 2003-10-24 | 2003-10-24 | 0 | 0 | 0 | 0 | 176 | STANDARD | 0 |  |  | 0 | 22 | 2 | 20 | 1 |  | J-3 |  | R6 | M1-1 |  |  | INDIVIDUAL |  | WEIRAN CHU | N/A | 874 LORIMER | BROOKLYN NY 11222 | 9176964963 | FILLING BUILDERS PAVEMENT PLAN ,FRONTAGE 22'
301658748 | 01 | BROOKLYN | 997 | EAST 92 STREET | 08142 | 00009 | 3852444 | A3 | D | A/P ENTIRE | 2003-10-24 | 1-2-3 FAMILY | 318 | [18 empty] | X | BPP | ANTONY ORLANDO | RA | 0028785 | Y | 2003-10-24 | 2003-10-24 | 2003-10-24 | 0 | 0 | 0 | 0 | 192 | STANDARD | 0 |  |  | 0 | 24 | 0 | 0 | 0 | [7 empty] | INDIVIDUAL |  | JOSEPH BARONE | N/A | 1322 EAST 65 STREET | NEW YORK NY 11234 | 7185318735 | BUILDERS PAVEMENT PLAN, TOTAAL LOT FRONT AGE 24'.6"
301450169 | 01 | BROOKLYN | 65 | COURT STREET | 00266 | 00020 | 3002557 | A3 | P | APPROVED | 2003-10-24 | OTHER | 302 | [15 empty] | X |  |  |  |  | JOHN C HULME | RA | 0020419 | Y | 2003-10-24 | 2003-10-24 | 2003-10-24 | 2003-10-24 | 2003-10-24 | 0 | 0 | 130 | EXEMPT | 0 |  |  | 0 | 0 | 21 | 240 | 0 |  | PUB |  | C5-2 |  |  |  | GOVERNMENT | Y | GEORGE TOMA | NY SCHOOL CONSTRUCTION AUTHORITY | 30-30 THOMSON AVENUE | LIC NY 11101 | 7184728000 | CENTRAL HEADQUARTERS FENCE W/ 301457144 EXTERIOR MODERNIZATION
401742316 | 01 | QUEENS | 167-13 | HILLSIDE AVENUE | 09839 | 00004 | 4210474 | A3 | F | ASSIGNED TO P/E | 2003-10-22 | OTHER | 408 | [6 empty] | Y | [11 empty] | X | AWNING | LEN WEISENTHAL | OT | 0000000 |  | 2003-10-20 | 2003-10-21 | 2003-10-21 | 2003-10-22 | 0 | 0 | 2000 | 100 | STANDARD | 0 |  |  | 0 | 0 | 2 | 20 | 0 |  | E |  | C2-2 | R5 |  |  | INDIVIDUAL |  | NABOUNDOV TOURNE | LATH AFRICAN HAIR BRADING | 167-13 HILLSIDE AVENUE | JAMAICA NY 11432 | 7186584029 | NON ILLUMINATED NON ADVERTISING ACCESSORY AWNING READING- MARIAM AFRICAN HAIR BRADING & WEAVING NO CHANGE TO USE, EGRESS OR OCCUPANCY
401742290 | 01 | QUEENS | 25-51 | STEINWAY STREET | 00684 | 00025 | 4011382 | A3 | F | ASSIGNED TO P/E | 2003-10-22 | OTHER | 401 | [6 empty] | Y | [11 empty] | X | AWNING | LEN WEISENTHAL | OT | 0000000 |  | 2003-10-20 | 2003-10-21 | 2003-10-21 | 2003-10-22 | 0 | 0 | 2000 | 100 | STANDARD | 0 |  |  | 0 | 0 | 3 | 30 | 6 |  | E |  | C2-2 | R5 |  |  | PARTNERSHIP |  | DOMENICA M REYNOSO | REYNAS CAFE & PIZZERIA | 25-51 STEINWAY STREET | ASTORIA NY 11103 | 7187261400 | NON ILLUMINATED NON ADVERTISING ACCESSORY AWNING READING- 25-51 REYNAS CAFE & PIZZERIA NO CHANGE TO USE, EGRESS OR OCCUPANCY
401742959 | 01 | QUEENS | 25-10 | COURT SQUARE | 00083 | 00001 | 4000698 | A3 | P | APPROVED | 2003-10-22 | OTHER | 402 |  | Y | [16 empty] | X | CONSTRUCTION | STEPHEN B JACOBS | RA | 0009723 | Y | 2003-10-20 | 2003-10-21 | 2003-10-21 | 2003-10-21 | 2003-10-22 | 0 | 5000 | 140 | EXEMPT | 0 |  |  | 0 | 0 | 4 | 96 | 0 |  | PUB |  | M3-1 |  |  |  | GOVERNMENT | Y | LANCE SEIBERT | DEPT. OF CITYWIDE ADMIN SERVICES | 1 CERNTRE STREET | NEW YORK NY 10007 | 2126692780 | MINOR INTERIOR DEMOLITION. NO CHANGE IN USE, OCCUPANCY OR EGRESS UNDER T HIS APPLICATION
401742094 | 01 | QUEENS | 164-47 | NADAL PLACE | 10193 | 00090 | 4853984 | A3 | J | P/E DISAPPROVED | 2003-10-22 | 1-2-3 FAMILY | 412 | [18 empty] | X | BPP | KAMAR ADU | RA | 0026013 |  | 2003-10-20 | 2003-10-21 | 2003-10-21 | 2003-10-22 | 0 | 0 | 0 | 480 | STANDARD | 0 |  |  | 0 | 60 | 0 | 0 | 0 | [7 empty] | INDIVIDUAL |  | LEVENTIS OMOTADE | N/A | 111-49 166TH STREET | JAMAICA NY 11433 | 7185584006 | BPP APPLICATION FOR 60.42/SEE ITEM#16
401742129 | 01 | QUEENS | 97-03 | 101 AVENUE | 09073 | 00046 | 4188682 | A3 | P | APPROVED | 2003-10-21 | OTHER | 409 | [6 empty] | Y | [11 empty] | X | GC | FRED W TORRICO | RA | 0023257 | Y | 2003-10-20 | 2003-10-21 | 2003-10-21 | 2003-10-21 | 2003-10-21 | 0 | 3500 | 120 | STANDARD | 0 |  |  | 0 | 0 | 2 | 23 | 2 |  | COM |  | C1-2 | R5 |  |  | INDIVIDUAL |  | SERGIO MOLINARO |  | 97-03 101st Avenue | Ozone Park NY 11416 | 7188454242 | Repair existing damaged brickwork and lintels at front building facade as shown on submitted drawings. No change in occupancy, use or egress.
401742110 | 01 | QUEENS | 127-06 | MERRICK BOULEVARD | 12528 | 00103 | 4828854 | A3 | R | PERMIT-ENTIRE | 2003-10-21 | OTHER | 412 | [18 empty] | X | BPP | THOMAS F CUSANELLI | RA | 0014203 | Y | 2003-10-20 | 2003-10-21 | 2003-10-21 | 2003-10-21 | 2003-10-21 | 2003-10-21 | 0 | 680 | STANDARD | 0 |  |  | 0 | 85 | 1 | 16 | 0 | [7 empty] | CORPORATE |  | DANIEL KIMIA | MERRICK HOMES,INC. | 110 JERICHO TURNPIKE SUITE 100 | FLORAL PARK NY 11001 | 5163543377 | FILING FOR BUILDERS PAVEMENT PLAN IN CON JUNCTION WITH NEW BUILDING APPL CATION 401.
401742389 | 01 | QUEENS | 14-27 | ASTORIA BOULEVARD | 00540 | 00023 | 4006107 | A3 | R | PERMIT-ENTIRE | 2003-10-22 | 1-2-3 FAMILY | 401 | [6 empty] | Y | [8 empty] | X |  |  |  |  | CHOUDHRY YUSAF | PE | 0075876 | Y | 2003-10-22 | 2003-10-22 | 2003-10-21 | 2003-10-22 | 2003-10-22 | 2003-10-22 | 0 | 130 | STANDARD | 0 |  |  | 0 | 0 | 3 | 33 | 3 |  | J-0 |  | C2-2 | R6B |  |  | INDIVIDUAL |  | MAHMOOD TAMOOR |  | 14-21 ASTORIA BLVD | QUEENS NY 11103 | 7189566202 | APPLICATION TO BE FILED IN CONJUNCTION WITH JOB# 401599882. NO CHANGE IN USE, EGRESS OR OCCUPANCY.
401742245 | 01 | QUEENS | 115-31 | 133 STREET |  |  | 4857644 | A3 | R | PERMIT-ENTIRE | 2003-10-22 | 1-2-3 FAMILY | 410 | [6 empty] | Y | [11 empty] | X | BPP | BAKHTIAR SHAMLOO | PE | 0070154 | Y | 2003-10-20 | 2003-10-22 | 2003-10-22 | 2003-10-22 | 2003-10-22 | 2003-10-22 | 0 | 264 | STANDARD | 0 |  |  | 0 | 33 | 2 | 25 | 2 |  | J-3 |  | R3-2 |  |  |  | INDIVIDUAL |  | BALROOP BYJOO | N/A | 115-33 133 STREET | S OZONE PARK NY 11420 | 7183228531 | BUILDERS PAVEMENT PLAN STREET FRONTAGE OF THE PROJECT = 32.81
401742995 | 01 | QUEENS | 72-19 | PARSONS BOULEVARD | 06821 | 00024 | 4844218 | A3 | P | APPROVED | 2003-10-23 | 1-2-3 FAMILY | 408 | [6 empty] | Y | [10 empty] | X |  |  | MICHAEL S MAZZELLA | RA | 0020515 | Y | 2003-10-21 | 2003-10-22 | 2003-10-22 | 2003-10-22 | 2003-10-23 | 0 | 0 | 130 | STANDARD | 0 |  |  | 0 | 0 | 2 | 25 | 1 |  | J-3 |  | R3-2 |  |  |  | INDIVIDUAL |  | TANKUM VASILAKOS | HOME OWNER | 385 Gillette Avenue | Bayport NY 11705 | 6313637091 | Legalization of 10'-0" curb cut at 73rd Street. No Change in use, Occuapncy or Eress.
401742815 | 01 | QUEENS | 94-02 | 104 STREET | 09381 | 00044 | 4438609 | A3 | R | PERMIT-ENTIRE | 2003-10-22 | OTHER | 409 | [6 empty] | Y | [8 empty] | X |  |  |  |  | DARYLL ALVAREZ | PE | 0631681 | Y | 2003-10-21 | 2003-10-22 | 2003-10-22 | 2003-10-22 | 2003-10-22 | 2003-10-22 | 0 | 130 | STANDARD | 0 |  |  | 0 | 0 | 5 | 65 | 0 |  | COM |  | M1-1 |  |  |  | GOVERNMENT |  | KENNETH MCCOMB | NYC SCHOOL CONST. AUTHORITY | 30-30 THOMPSON AVENUE | LONG ISLAND CIT NY 11101 | 7184728948 | EQUIPMENT USE IN CONJUNCTION WITH DEMOLITION APPLICATION #401675380 WITH THE USE OF BOBCATS/BROKKS
401743360 | 01 | QUEENS | 118-10 | 95 AVENUE |  |  | 4857634 | A3 | R | PERMIT-ENTIRE | 2003-10-23 | 1-2-3 FAMILY | 409 | [6 empty] | Y | [11 empty] | X | BPP | EDWARD M HOGAN | RA | 0014068 |  | 2003-10-22 | 2003-10-22 | 2003-10-22 | 2003-10-23 | 2003-10-23 | 2003-10-23 | 0 | 1520 | STANDARD | 0 |  |  | 0 | 190 | 33 | 25 | 3 |  | J-0 |  | R5 |  |  |  | CORPORATE |  | Asif Ullah | Green Development Inc. | 107-06 Liberty Ave. | Ozone Park NY 11417 | 7188482500 | Filing Builder's Pavement Plan 190 lin. ft.
401742520 | 01 | QUEENS | 111-85 | 44 AVENUE | 02016 | 00051 | 4857639 | A3 | R | PERMIT-ENTIRE | 2003-10-23 | 1-2-3 FAMILY | 404 | [18 empty] | X | BPP | JOHN STACOM | RA | 0011813 |  | 2003-10-22 | 2003-10-22 | 2003-10-22 | 2003-10-23 | 2003-10-23 | 2003-10-23 | 0 | 1144 | STANDARD | 0 |  |  | 0 | 143 | 0 | 0 | 0 | [7 empty] | CORPORATE |  | PARMJIT SINGH | BATHLA BALWINDERS | 10 WOODCREST DRIVE | MUTTONTOWN NY 11791 | 5168257000 | BUILDERS PAVING PLAN
401743636 | 01 | QUEENS | 97-29 | 98 STREET | 09075 | 00066 | 4188705 | A3 | F | ASSIGNED TO P/E | 2003-10-23 | 1-2-3 FAMILY | 409 | [6 empty] | Y | [11 empty] | X | BPP | Saeed Ainechi | PE | 0071739 |  | 2003-10-22 | 2003-10-22 | 2003-10-22 | 2003-10-23 | 0 | 0 | 0 | 720 | STANDARD | 0 |  |  | 0 | 90 | 4 | 35 | 2 |  | J-3 |  | R5 |  |  |  | INDIVIDUAL |  | AMIR M PARAST | ROXY DEVELOPMENT CORP. | 80-30 164 STREET | HILLCREST NY 11432 | 7182977700 | FILING BUILDERS PAVEMENT LAN FOR THE FOUR NEW BUILDINGS AT 97-23,25,27,29 98 STREET FOR 90' FRONTAGE.nb job #s401726192,401726209',401726218',401726227
401742655 | 01 | QUEENS | 43-07 | 39 PLACE | 00190 | 00020 | 4002498 | A3 | F | ASSIGNED TO P/E | 2003-10-24 | OTHER | 402 | [6 empty] | Y | [8 empty] | X |  |  |  |  | GREG C BLINN | PE | 0078402 |  | 2003-10-21 | 2003-10-23 | 2003-10-23 | 2003-10-24 | 0 | 0 | 0 | 150 | STANDARD | 0 |  |  | 0 | 0 | 5 | 60 | 61 |  | RES |  | R5 |  |  |  | PARTNERSHIP |  | HERBERT DONNER | ADI MANAGEMENT | 172-90 HIGHLAND AVENUE | JAMAICA NY 11432 | 7187394262 | INSTALLATION OF A HEAVY DUTY SIDEWALK SHED 75' DURING MASONRY REPAIR. (BRICK REPOINTING). NO CHANGE IN USE,EGRESS OR OCCUPANCY. SHED TO COMPLY WITH LL33/91 AND TPPN 9/99.
401742646 | 01 | QUEENS | 125 | BEACH 124 STREET | 16234 | 00044 | 4305046 | A3 | F | ASSIGNED TO P/E | 2003-10-24 | OTHER | 414 | [6 empty] | Y | [8 empty] | X |  |  |  |  | ANN C HICKEY | PE | 0065430 |  | 2003-10-21 | 2003-10-23 | 2003-10-23 | 2003-10-24 | 0 | 0 | 0 | 150 | STANDARD | 0 |  |  | 0 | 0 | 6 | 60 | 66 |  | RES |  | R7A |  |  |  | CORPORATE |  | RICHARD HARAN | BEACH 124 APTS. INC. | 125 BEACH 124 ST. | BELLE HARBOR NY 11694 | 7183183880 | INSTALLATION OF A HEAVY DUTY SIDEWALK SHED 60' DURING MASONRY REPAIR. (BRICK REPOINTING). NO DOB FILING REQUIRED. NO CHANGE IN USE, EGRESS OR OCCUPANCY. SHED TO COMPLY WITH LL33/91 AND TPPN 9/99.
401742637 | 01 | QUEENS | 189-04 | HILLSIDE AVENUE | 10454 | 00016 | 4222220 | A3 | P | APPROVED | 2003-10-24 | OTHER | 412 | [6 empty] | Y | [8 empty] | X |  |  |  |  | ANN C HICKEY | PE | 0065430 |  | 2003-10-21 | 2003-10-23 | 2003-10-23 | 2003-10-24 | 2003-10-24 | 0 | 0 | 160 | STANDARD | 0 |  |  | 0 | 0 | 1 | 13 | 0 |  | COM |  | C1-2 | R3-2 |  |  | CORPORATE |  | Herbert J Mosberg | Jamda RealEstate | 17 Causeway | Lawrence NY 11559 | 5162397815 | INSTALLATION OF A HEAVY DUTY SIDEWALK SHED 100' DURING 2ND FLOOR ADDITION FILED UNDER # 400917987 . NO CHANGE IN USE,EGRESS OR OCCUPANCY.
401742272 | 01 | QUEENS | 37-17 | UNION STREET | 05011 | 00004 | 4113346 | A3 | F | ASSIGNED TO P/E | 2003-10-24 | OTHER | 407 | [6 empty] | Y | [11 empty] | X | AWNING | LEN WEISENTHAL | OT | 0000000 |  | 2003-10-20 | 2003-10-23 | 2003-10-23 | 2003-10-24 | 0 | 0 | 1500 | 100 | STANDARD | 0 |  |  | 0 | 0 | 3 | 30 | 6 |  | E |  | C2-2 | R6 |  |  | CORPORATE |  | CHONG H HONG | HAN MT REALTY | 37-17 UNION STREET | FLUSHING NY 11355 | 7183539330 | NON ILLUMINATED NON ADVERTISING ACCESSORY AWNING READING- WORLD ONE CAMA DE FANTASTICO (ASIAN CHARACTERS) 37-17 NO CHANGE TO USE, EGRESS OR OCCUPANCY
401743574 | 01 | QUEENS | 37-21 | 72 STREET | 01283 | 00045 | 4029780 | A3 | F | ASSIGNED TO P/E | 2003-10-24 | OTHER | 403 | [18 empty] | X | AWNING | DAVID M LAU | PE | 0074145 |  | 2003-10-22 | 2003-10-23 | 2003-10-23 | 2003-10-24 | 0 | 0 | 3000 | 100 | STANDARD | 0 |  |  | 0 | 0 | 2 | 25 | 0 |  | COM |  | C4-3 |  |  |  | INDIVIDUAL |  | FARHAD REJA | NA | 124-19 LIBERTY AVE | RICHMOND NY 11419 | 9174158648 | INSTALLATION OF NON-ILLUMINATED BUSINESS AWNING AS SHOWN ON PLAN. WORDI G " TALK OF THE TOWN INDIAN CHINESE REST AURANT''. NO CHANGE IN USE, EGRESS OR O CUPANCY UNDER THIS APPLICATION.
401743896 | 01 | QUEENS | 146-14 | 35 AVENUE | 05004 | 00014 | 4113209 | A3 | P | APPROVED | 2003-10-24 | OTHER | 407 | [6 empty] | Y | [8 empty] | X |  |  |  |  | ANN C HICKEY | PE | 0654301 |  | 2003-10-23 | 2003-10-23 | 2003-10-23 | 2003-10-24 | 2003-10-24 | 0 | 0 | 140 | STANDARD | 0 |  |  | 0 | 0 | 6 | 70 | 38 |  | RES |  | R7-1 |  |  |  | CORPORATE |  | CHI H HSU | 146 DEVELOPING COMANY, LLC | 35-06 FARRINGTON STREET | FLUSHING NY 11354 | 7183532239 | INSTALLATION OF A HEAVY DUTY SIDEWALK SHED 40' DURING FACADE REPAIR . NO CHANGE IN USE,EGRESS OR OCCUPANCY. SHED TO COMPLY WITH LL33/91 AND TPPN 9/99.
401743903 | 01 | QUEENS | 76-18 | 69 PLACE | 03706 | 00051 | 4090395 | A3 | F | ASSIGNED TO P/E | 2003-10-24 | OTHER | 405 | [6 empty] | Y | [8 empty] | X |  |  |  |  | ANN C HICKEY | PE | 0654301 |  | 2003-10-23 | 2003-10-23 | 2003-10-23 | 2003-10-24 | 0 | 0 | 0 | 150 | STANDARD | 0 |  |  | 0 | 0 | 5 | 64 | 0 |  | COM |  | R5 |  |  |  | PARTNERSHIP |  | Richard H Bronsky | Glendale Associates | 76-18 69th Place | Glendale NY 11563 | 7184560430 | INSTALLATION OF A HEAVY DUTY SIDEWALK SHED60' DURING MASONRY REPAIR. (BRICK REPOINTING). NO CHANGE IN USE,EGRESS OR OCCUPANCY. SHED TO COMPLY WITH LL33/91 AND TPPN 9/99.
401743912 | 01 | QUEENS | 189-04 | HILLSIDE AVENUE | 10454 | 00016 | 4222220 | A3 | P | APPROVED | 2003-10-24 | OTHER | 412 | [6 empty] | Y | [8 empty] | X |  |  |  |  | ANN C HICKEY | PE | 0654301 |  | 2003-10-23 | 2003-10-23 | 2003-10-23 | 2003-10-24 | 2003-10-24 | 0 | 0 | 130 | STANDARD | 0 |  |  | 0 | 0 | 1 | 13 | 0 |  | COM |  | C1-2 | R3-2 |  |  | CORPORATE |  | Herbert J Mosberg | Jamda RealEstate | 17 Causeway | Lawrence NY 11559 | 5162397815 | INSTALLATION OF A SCAFFOLD', 100'x18', during 2nd FLOOR ADDITION FILED UNDER DOB #400917987 . NO CHANGE IN USE,EGRESS OR OCCUPANCY. SHED FILED SEPARATELY
401744528 | 01 | QUEENS | 270-01 | 76 AVENUE | 08520 | 00002 | 4439523 | A3 | F | ASSIGNED TO P/E | 2003-10-24 | OTHER | 413 | [17 empty] | X |  |  | TIMOTHY J HINRICHS | PE | 0070232 |  | 2003-10-23 | 2003-10-23 | 2003-10-23 | 2003-10-24 | 0 | 0 | 0 | 250 | EXEMPT | 0 |  |  | 0 | 0 | 1 | 25 | 0 |  | H-2 |  | R3-2 |  |  |  | CORPORATE |  | PETER CANNUSCIO | NORHTSHORE L.I.J. HEALTH SYSTEM | 400 LAKEVILLE ROAD | NEW HYDE PARK NY 11042 | 7184708700
401743146 | 01 | QUEENS | 255-09 | HILLSIDE AVENUE | 08767 | 00106 | 4179268 | A3 | D | A/P ENTIRE | 2003-10-24 | OTHER | 413 | [18 empty] | X | AWNING | ALTON HENRIQUES | PERMIT BROKER |  |  | 2003-10-20 | 2003-10-24 | 2003-10-24 | 0 | 0 | 0 | 1500 | 100 | STANDARD | 0 |  |  | 0 | 0 | 0 | 0 | 0 |  | E |  | C2-2 |  |  |  | CORPORATE |  | CINDY LEE | HUAN CAFE INC | 255-09 HILL SIDE AVE | FLORAL PARK NY 11004 | 7183471320 | INSTALLATION OF AN ACCESSORY BUSINESS AWNING NO CHANGE IN USE OR EGRES OR OCCUPANCY
401742450 | 01 | QUEENS | 104-10 | ROOSEVELT AVENUE | 01984 | 00090 | 4048819 | A3 | D | A/P ENTIRE | 2003-10-24 | OTHER | 404 | [6 empty] | Y | [11 empty] | X | AWNING | LEN WEISENTHAL | OT | 0000000 |  | 2003-10-22 | 2003-10-24 | 2003-10-24 | 0 | 0 | 0 | 2500 | 100 | STANDARD | 0 |  |  | 0 | 0 | 2 | 20 | 4 |  | E |  | C1-3 | R6B |  |  | PARTNERSHIP |  | SEGUNDO MINCHALA | MITAD DEL MUNDO RESTAURANT | 104-10 ROOSEVELT AVENUE | CORONA NY 11368 | 7184461900 | ILLUMINATED NON ADVERTISING ACCESSORY AWNING WITH NON ILLUMINATED LETTERS ON OPAQUE BACKING READING- MITAD DEL MUNDO BAR RESTAURANTE 104-10 ROOSEVELT AVE NO CHANGE TO USE, EGRESS OR OCCUPANCY
401742414 | 01 | QUEENS | 74-03 | 101 AVENUE | 09046 | 00035 | 4451986 | A3 | D | A/P ENTIRE | 2003-10-24 | OTHER | 409 | [6 empty] | Y | [11 empty] | X | AWNING | LEN WEISENTHAL | OT | 0000000 |  | 2003-10-22 | 2003-10-24 | 2003-10-24 | 0 | 0 | 0 | 2000 | 100 | STANDARD | 0 |  |  | 0 | 0 | 2 | 20 | 2 |  | E |  | C2-2 | R5 |  |  | PARTNERSHIP |  | AZAD ALI | MAMU INC | 74-03 101ST AVENUE | OZONE PARK NY 11416 | 7183222306 | NON ILLUMINATED NON ADVERTISING ACCESSORY AWNING READING- 99 CENTS OR LESS NO CHANGE TO USE, EGRESS OR OCCUPANCY
401743547 | 01 | QUEENS | 124-18 | 101 AVENUE | 09491 | 00009 | 4200742 | A3 | D | A/P ENTIRE | 2003-10-24 | OTHER | 409 | [18 empty] | X | AWNING | GILMA AGUILAR | EXPEDITOR | 0047006 |  | 2003-10-22 | 2003-10-24 | 2003-10-24 | 0 | 0 | 0 | 1800 | 100 | STANDARD | 0 |  |  | 0 | 0 | 2 | 20 | 1 |  | COM |  | C2-2 | R5 |  |  | INDIVIDUAL |  | SANTIAGO SOCORRO | N/A | 124-18 101 AVENUE | RICHMOND HILL NY 11419 | 7188058000 | INSTALLATION OF ACCESSORY BUSINESS AWNIN G WORDING: "THE HIBISCUS RESTAU ANT & BAR". NO CHANGE IN USE, EGRESS OR OCCUPANCY.
401744298 | 01 | QUEENS | 62-10 | WOODSIDE AVENUE | 01337 | 07501 | 4031495 | A3 | R | PERMIT-ENTIRE | 2003-10-24 | OTHER | 402 | [6 empty] | Y | [8 empty] | X |  |  |  |  | Leon Nation | PE | 0065052 | Y | 2003-10-23 | 2003-10-24 | 2003-10-24 | 2003-10-24 | 2003-10-24 | 2003-10-24 | 0 | 200 | STANDARD | 0 |  |  | 0 | 0 | 5 | 50 | 43 |  | RES |  | C1-3 | R6A |  |  | CORPORATE |  | Julian Keith | Queens Landmark Condominiums | 62-10 Woodside Avenue | Woodside NY 11377 | 7184533630 | Installation of temporary heavy duty sidewalk shed and hanging scaffold for building facade repairs. No changes to uses, egress or occupancy.
401744706 | 01 | QUEENS | 206 | BEACH 32 STREET |  |  | 4836086 | A3 | R | PERMIT-ENTIRE | 2003-10-24 | 1-2-3 FAMILY | 414 | [6 empty] | Y | [11 empty] | X | BPP | Luis Wong | PE | 0072803 | Y | 2003-10-24 | 2003-10-24 | 2003-10-24 | 2003-10-24 | 2003-10-24 | 2003-10-24 | 0 | 304 | STANDARD | 0 |  |  | 0 | 38 | 3 | 35 | 3 |  | J-0 |  | R6 |  |  |  | CORPORATE |  | Yaron Hersho | AP Development LLC | 87-20 139th Street | Briarwood NY 11435 | 7182060550 | Builder's Pavement Plan. Street frontage: 38'
401744715 | 01 | QUEENS | 208 | BEACH 32 STREET | 15807 | 00039 | 4857150 | A3 | R | PERMIT-ENTIRE | 2003-10-24 | 1-2-3 FAMILY | 414 | [6 empty] | Y | [11 empty] | X | BPP | Luis Wong | PE | 0072803 | Y | 2003-10-24 | 2003-10-24 | 2003-10-24 | 2003-10-24 | 2003-10-24 | 2003-10-24 | 0 | 272 | STANDARD | 0 |  |  | 0 | 34 | 2 | 24 | 2 |  | J-3 |  | R6 |  |  |  | CORPORATE |  | Yaron Hersho | AP Development LLC | 87-20 139th Street | Briarwood NY 11435 | 7182060550 | Builder's Pavement Plan. Street frontage: 34'
401675433 | 01 | QUEENS | 145-12 | SPRINGFIELD BOULEVARD | 13331 | 00001 | 4285682 | A3 | R | PERMIT-ENTIRE | 2003-10-24 | OTHER | 413 | [15 empty] | X |  |  |  |  | NEAL M RUDIKOFF | PE | 0050579 | Y | 2003-10-24 | 2003-10-24 | 2003-10-24 | 2003-10-24 | 2003-10-24 | 2003-10-24 | 0 | 130 | EXEMPT | 0 |  |  | 0 | 0 | 3 | 40 | 0 |  | PUB |  | R3-2 |  |  |  | GOVERNMENT | Y | KENNETH MCCOMB | NY SCHOOL CONSTRUCTION AUTHORITY | 30-30 THOMSON AVENUE | LIC NY 11101 | 7184728000 | JHS231 SCAFFOLDING PER PLANS DURING REPO INTING OF EXISTING MASONRY CHIM EY.
401675442 | 01 | QUEENS | 85-05 | 144 STREET | 09724 | 00173 | 4208124 | A3 | R | PERMIT-ENTIRE | 2003-10-24 | OTHER | 408 | [15 empty] | X |  |  |  |  | DOMENICK B STILLER | PE | 0070592 | Y | 2003-10-24 | 2003-10-24 | 2003-10-24 | 2003-10-24 | 2003-10-24 | 2003-10-24 | 0 | 130 | EXEMPT | 0 |  |  | 0 | 0 | 3 | 53 | 0 |  | G |  | R4 |  |  |  | GOVERNMENT | Y | KENNETH MCCOMB | NY SCHOOL CONSTRUCTION AUTHORITY | 30-30 THOMSON AVENUE | LIC NY 11101 | 7184728948 | JS217 SCAFFOLD W/EXTERIOR MODERNIZATION 401336318
500649827 | 01 | STATEN ISLAND | 203 | WESTCOTT BOULEVARD | 00373 | 00232 | 5857881 | A3 | R | PERMIT-ENTIRE | 2003-10-22 | 1-2-3 FAMILY | 501 | [6 empty] | Y | [11 empty] | X | BPP | STEVEN R SAVINO | RA | 0025259 | Y | 2003-10-20 | 2003-10-20 | 2003-10-20 | 2003-10-21 | 2003-10-22 | 2003-10-22 | 0 | 1288 | STANDARD | 0 |  |  | 0 | 161 | 3 | 21 | 2 |  | J-3 |  | R3-1 |  |  |  | INDIVIDUAL |  | MICHAEL MIRANDA | N/A | 25 WEST CASTOR PLACE | STATEN ISLAND NY 10312 | 7189663435 | SELF-CERTIFICATION FOR BUILDER'S PAVEMEN T PLAN. 161 LF
500650422 | 01 | STATEN ISLAND | 26 | DONGAN HILLS AVENUE | 03532 | 00500 | 5109567 | A3 | J | P/E DISAPPROVED | 2003-10-23 | OTHER | 502 | [6 empty] | Y | [8 empty] | X |  |  |  |  | Balwinder Kaur | OT | 0000000 |  | 2003-10-21 | 2003-10-21 | 2003-10-21 | 2003-10-22 | 0 | 0 | 0 | 130 | EXEMPT | 0 |  |  | 0 | 0 | 6 | 50 | 60 |  | RES |  | R5 |  |  |  | GOVERNMENT |  | Robert Yauch | NYC Housing Authority | 23-02 49 Avenue | Long Island Cit NY 11101 | 7187075900 | Installation of 20 linear feet of light duty sidewalk shed for waterproofing and repointing of facade only. All work to comply with LL 33/91. No change of use, egress or occupancy under this application.
500649854 | 01 | STATEN ISLAND | 30 | EDGAR TERRACE | 00573 | 00049 | 5857969 | A3 | P | APPROVED | 2003-10-21 | 1-2-3 FAMILY | 501 | [18 empty] | X | SITE PREP | PETER CALVANICCO | PE | 0070793 | Y | 2003-10-20 | 2003-10-21 | 2003-10-21 | 2003-10-21 | 2003-10-21 | 0 | 5000 | 100 | STANDARD | 0 |  |  | 0 | 0 | 3 | 24 | 2 |  | J-3 |  | R3-2 |  |  | H | INDIVIDUAL |  | PETER RENDEL | N/A | 87A FR CAPODANNO BLVD | STATEN ISLAND NY 10305 | 7186671518 | SITE PREPARATION PLAN-SITE WORK ONLY PRO PERTY LOCATED WITHIN SPECIAL H LLSIDE PRESERVATION DISTRICT THIS FILLIN G ALSO APPLIES TO THE FOLLOWING ADDRESS S:BLOCK573 LOT 50 AND 52 APPLICATION TO BE SELF CERTIFIED.
500649890 | 01 | STATEN ISLAND | 51 | ROFF STREET | 00641 | 00011 | 5857789 | A3 | F | ASSIGNED TO P/E | 2003-10-22 | 1-2-3 FAMILY | 501 | [18 empty] | X | BPP | JOSEPH LOCASCIO | PE | 0500691 |  | 2003-10-20 | 2003-10-20 | 2003-10-21 | 2003-10-22 | 0 | 0 | 0 | 976 | STANDARD | 0 |  |  | 0 | 122 | 3 | 21 | 2 | [7 empty] | CORPORATE |  | GREG WOLCOFF | FOSTER DEVELOPMENT INC | 16 FLAGG PLACE | STATEN ISLAND NY 10304 | 7186681200 | BUILDERS PAVING PLAN (122LF)
500650075 | 01 | STATEN ISLAND | 101 | STANLEY AVENUE | 00111 | 00015 | 5002641 | A3 | P | APPROVED | 2003-10-21 | 1-2-3 FAMILY | 501 | [6 empty] | Y | [11 empty] | X | SITE PREP | Richard L Moss | RA | 0015451 | Y | 2003-10-21 | 2003-10-21 | 2003-10-21 | 2003-10-21 | 2003-10-21 | 0 | 1700 | 100 | STANDARD | 0 |  |  | 0 | 0 | 1 | 10 | 0 |  | B-2 |  | R4 |  |  |  | INDIVIDUAL |  | Michael Fazio | Woodrow Estates North LLC | 4934 Arthur Kill Road | Staten Island NY 10309 | 7182277178 | Application filed to obtain land clearin g permit as required for the Sp Hillside Preservation District for clear ing of underbrush, shrubs, garbage onsite, old fences, block curb walls and to remove existing trees not to be preserved as denoted on the Site Constru ction Plan submitted herewith. No
500649934 | 01 | STATEN ISLAND | 2175 | HYLAN BOULEVARD | 03591 | 00057 | 5107527 | A3 | J | P/E DISAPPROVED | 2003-10-24 | OTHER | 502 | [6 empty] | Y | [11 empty] | X | AWNING | ARMANDO PORTO | RA | 0020934 |  | 2003-10-21 | 2003-10-21 | 2003-10-21 | 2003-10-22 | 0 | 0 | 3000 | 100 | STANDARD | 0 |  |  | 0 | 0 | 1 | 15 | 0 |  | E |  | C2-1 | R3-2 |  |  | CORPORATE |  | BRAD ROBISON | BLOCKBUSTER | 1201 ELM STREET - 31ST FLOOR | DALLAS TX 75270 | 2148543902 | ERECT NON-ILLUMINATED AWNING ON WALL, NOT ADJACENT TO ARTERIAL HGWY, INSIDE BLDG LINE, NO, NO CHANGE IN USE EGRESS OR OCCUPANCY.
500649943 | 01 | STATEN ISLAND | 2175 | HYLAN BOULEVARD | 03591 | 00057 | 5107527 | A3 | J | P/E DISAPPROVED | 2003-10-24 | OTHER | 502 | [6 empty] | Y | [11 empty] | X | AWNING | ARMANDO PORTO | RA | 0020934 |  | 2003-10-21 | 2003-10-21 | 2003-10-21 | 2003-10-22 | 0 | 0 | 3000 | 100 | STANDARD | 0 |  |  | 0 | 0 | 1 | 15 | 0 |  | E |  | C2-1 | R3-2 |  |  | CORPORATE |  | BRAD ROBISON | BLOCKBUSTER | 1201 ELM STREET - 31ST FLOOR | DALLAS TX 75270 | 2148543902 | ERECT NON-ILLUMINATED AWNING ON WALL, NOT ADJACENT TO ARTERIAL HGWY, INSIDE BLDG LINE, NO, NO CHANGE IN USE EGRESS OR OCCUPANCY.
500649998 | 01 | STATEN ISLAND | 439 | RICHMOND AVENUE | 01048 | 00009 | 5815704 | A3 | F | ASSIGNED TO P/E | 2003-10-22 | OTHER | 501 | [18 empty] | X | BPP | VALENTINO POMPEO | RA | 0028075 |  | 2003-10-21 | 2003-10-21 | 2003-10-21 | 2003-10-22 | 0 | 0 | 0 | 1184 | STANDARD | 0 |  |  | 0 | 148 | 2 | 28 | 0 | [7 empty] | INDIVIDUAL |  | ROBERT PENNACHIO | N/A | 649 ROCKAWAY STREET | SI NY 10307 | 7189846263 | APPLICATION IS FILED FOR BUILDERS PAVEME NT PLAN WHICH INCLUDES THE REM AL & REPLAC. OF CONCRETE CURBS &SIDEWALK S ALONG PT.RICHMOND AVE. AND HOMESTEAD VE.;AND THE INSTALATION OF A NEW 25'0"WI DE INCL.2-18"SPLAYS)CONCRETE CURB CUT ONG HOMESTEAD AVE.TOTAL LOT FRONT.ALONG PT.RICH AVE.=50.11';TOTAL LOT FRONTAGE
500650645 | 01 | STATEN ISLAND | 236 | CRAIG AVENUE | 08043 | 00065 | 5089159 | A3 | D | A/P ENTIRE | 2003-10-22 | 1-2-3 FAMILY | 503 | [17 empty] | X |  |  | JOSEPH STEINHAUER | OWNER |  |  | 2003-10-22 | 2003-10-22 | 2003-10-22 | 0 | 0 | 0 | 0 | 130 | STANDARD | 0 |  |  | 0 | 0 | 2 | 30 | 2 |  | J-3 |  | R3A |  |  | SR | INDIVIDUAL |  | JOSEPH STENINHAVER | N/A | 236 CRAIG AVE | STATEN ISLAND NY 10307 | 7189842417
500650994 | 01 | STATEN ISLAND | 228 | VAN PELT AVENUE | 01216 | 00054 | 5027589 | A3 | P | APPROVED | 2003-10-23 | 1-2-3 FAMILY | 501 | [18 empty] | X | GC | LISA G AMOIA | RA | 0023785 | Y | 2003-10-23 | 2003-10-23 | 2003-10-23 | 2003-10-23 | 2003-10-23 | 0 | 3500 | 100 | STANDARD | 0 |  |  | 0 | 0 | 2 | 0 | 1 |  | RES |  | R3A |  |  |  | INDIVIDUAL |  | EDWARD NICHOLSON | N/A | 29 RIDGCREST AVE | STATEN ISLAND NY 10312 | 7189842372 | PROPOSED TO LEGALIZE EXISTING WOOD DECK AT REAR OF EXISTING ONE FAMILY D WELLING
500650690 | 01 | STATEN ISLAND | 363 | DARLINGTON AVENUE | 06833 | 00057 | 5124530 | A3 | P | APPROVED | 2003-10-23 | 1-2-3 FAMILY | 503 | [17 empty] | X |  |  | JAMES MORRI | RA | 0027386 | Y | 2003-10-23 | 2003-10-23 | 2003-10-23 | 2003-10-23 | 2003-10-23 | 0 | 0 | 130 | STANDARD | 0 |  |  | 0 | 0 | 2 | 21 | 2 |  | J-3 |  | R3X |  |  | SR | INDIVIDUAL |  | CLIFF SIEGEL | N/A | 363 DARLINGTON AVENUE | SI NY 10312 | 7186058808
500650985 | 01 | STATEN ISLAND | 223 | WEED AVENUE | 04053 | 00054 | 5056203 | A3 | X | SIGNED OFF | 2003-10-24 | 1-2-3 FAMILY | 503 | [6 empty] | Y | [11 empty] | X | BPP | Arnold S Montag | RA | 0024564 | Y | 2003-10-23 | 2003-10-23 | 2003-10-23 | 2003-10-24 | 2003-10-24 | 2003-10-24 | 0 | 400 | STANDARD | 0 |  |  | 0 | 50 | 2 | 21 | 1 |  | J-3 |  | R3-2 |  |  |  | INDIVIDUAL |  | Benny Fazio | n/a | 223 Weed Avenue | Staten Island NY 10306 | 7183514229 | Builders Pavement Plan - Total Frontage = 50.0'. Filed in conjunction w I #500598614.
500650805 | 01 | STATEN ISLAND | 50 | MALLARD LANE | 07319 | 00016 | 5115936 | A3 | P | APPROVED | 2003-10-24 | 1-2-3 FAMILY | 503 | [6 empty] | Y | [11 empty] | X | GC | STEVEN R SAVINO | RA | 0025259 | Y | 2003-10-23 | 2003-10-23 | 2003-10-23 | 2003-10-24 | 2003-10-24 | 0 | 5000 | 100 | STANDARD | 0 |  |  | 0 | 0 | 2 | 21 | 1 |  | J-3 |  | R3-2 |  |  |  | INDIVIDUAL |  | THERESA PASQUALONE | N/A | 50 MALLARD LANE | STATEN ISLAND NY 10309 | 7189481382 | LEGALIZATION OF EXISTING WOOD DECK LOCAT ED TO THE REAR OF THE HOUSE. NO IN USE, OCCUPANCY OR EGRESS.
500650814 | 01 | STATEN ISLAND | 1000 | CLOVE ROAD | 00327 | 00015 | 5008970 | A3 | 3 | SUSPENDED | 2003-10-23 | OTHER | 501 | [6 empty] | Y | [8 empty] | X |  |  |  |  | John C Hulme | RA | 0020419 | Y | 2003-10-23 | 2003-10-23 | 2003-10-23 | 0 | 0 | 0 | 0 | 150 | STANDARD | 0 |  |  | 0 | 0 | 9 | 106 | 136 |  | RES |  | R3-2 |  |  |  | CORPORATE |  | Eugene Degidio | Fountain Cove Rd Apts Inc | 1655 Richmond Avenue | SI NY 10314 | 2126848282 | Installation of heavy duty sidewalk shed 60ft long at 1000 Clove Avenue - in conjunction with appliacation # 500562223. No change in use egress or occupancy. Work shall comply with LL33/91
500650823 | 01 | STATEN ISLAND | 1100 | CLOVE ROAD | 00327 | 00060 | 5008972 | A3 | P | APPROVED | 2003-10-23 | OTHER | 501 | [6 empty] | Y | [8 empty] | X |  |  |  |  | John C Hulme | RA | 0020419 | Y | 2003-10-23 | 2003-10-23 | 2003-10-23 | 2003-10-23 | 2003-10-23 | 0 | 0 | 160 | STANDARD | 0 |  |  | 0 | 0 | 9 | 106 | 136 |  | RES |  | R3-2 |  |  |  | CORPORATE |  | Eugene Degidio | Fountain Cove Rd Apts Inc | 1655 Richmond Avenue | SI NY 10314 | 2126848282 | Installation of heavy duty sidewalk shed 90ft long at 1100 Clove Road inconjunction with application # 5005689 59. Work shall comply with LL33/91. No change in use of egress or occupancy
500650832 | 01 | STATEN ISLAND | 275 | ASHLAND AVENUE | 06865 | 00056 | 5084087 | A3 | P | APPROVED | 2003-10-23 | 1-2-3 FAMILY | 503 | [18 empty] | X | METES/BOUNDS | JOSEPH LOCCISAANO | RA | 0027142 | Y | 2003-10-23 | 2003-10-23 | 2003-10-23 | 2003-10-23 | 2003-10-23 | 0 | 5000 | 100 | STANDARD | 0 |  |  | 0 | 0 | 2 | 26 | 1 |  | RES |  | R3X |  |  | SR | INDIVIDUAL |  | DONNA BARISCIANO | BARISCIANO FAMILY TRUST | 263 ASLAND AVE | STATEN ISLAND NY 10309 | 9178878252 | CHANGE IN LOT SIZE.NO WORK TO BE DONE.PL ANS FILED TO ESTABLISH EXISTING CONDITIONS ONLY.NO NEW C OF O REQUIRED.
500651537 | 01 | STATEN ISLAND | 56 | WILLOW WOOD LANE | 04500 | 00287 | 5061220 | A3 | P | APPROVED | 2003-10-24 | 1-2-3 FAMILY | 503 | [6 empty] | Y | [11 empty] | X | GC | STEVEN R SAVINO | RA | 0025259 | Y | 2003-10-24 | 2003-10-24 | 2003-10-24 | 2003-10-24 | 2003-10-24 | 0 | 5000 | 100 | STANDARD | 0 |  |  | 0 | 0 | 2 | 21 | 1 |  | J-3 |  | R3-2 |  |  |  | INDIVIDUAL |  | DEBORAH MANCINI | N/A | 56 WILLOW WOOD LANE | STATEN ISLAND NY 10308 | 7189666087 | LEGALIZATION OF A WOOD DECK LOCATED TO T HE REAR OF THE HOUSE WHICH WAS ECB VIOLATION.
103597706 | 01 | MANHATTAN | 410 | WEST STREET | 00637 | 00001 | 1011993 | DM | R | PERMIT-ENTIRE | 2003-10-24 | OTHER | 102 | [6 empty] | Y | [8 empty] | X |  |  |  |  | Donald Adler | OT | 0000000 |  | 2003-10-21 | 2003-10-21 | 2003-10-21 | 0 | 2003-10-21 | 2003-10-24 | 0 | 1721.2 | STANDARD | 0 |  |  | 0 | 153 | 4 | 50 | 0 | ONSITE |  |  | C6-2 |  |  |  | PARTNERSHIP |  | Stuart Marton | 410 West LLC c/o Alexico Mgmt. | 150 East 58th Street, 33rd Floor | New York, NY 10155 | 2123718188
103597715 | 01 | MANHATTAN | 165 | CHARLES STREET | 00637 | 00043 | 1012001 | DM | R | PERMIT-ENTIRE | 2003-10-23 | OTHER | 102 | [6 empty] | Y | [8 empty] | X |  |  |  |  | Donald Adler | OT | 0000000 |  | 2003-10-21 | 2003-10-22 | 2003-10-22 | 0 | 2003-10-22 | 2003-10-23 | 0 | 460 | STANDARD | 0 |  |  | 0 | 44 | 2 | 22 | 0 | ONSITE |  |  | C6-2 |  |  |  | PARTNERSHIP |  | Stuart Marton | 410 West LLC c/o Alexico Mgmt. | 150 East 58th Street, 33rd Floor | New York, NY 10155 | 2123718188
103597715 | 02 | MANHATTAN | 165 | CHARLES STREET | 00637 | 00043 | 1012001 | DM | R | PERMIT-ENTIRE | 2003-10-23 | OTHER | 102 | [6 empty] | Y | [8 empty] | X |  |  |  |  | Donald Adler | OT | 0000000 |  | 2003-10-22 | 2003-10-22 | 2003-10-22 | 0 | 0 | 0 | 0 | 130 | STANDARD | 0 |  |  | 0 | 0 | 0 | 0 | 0
103599722 | 01 | MANHATTAN | 203 | SOUTH STREET | 00250 | 00041 | 1003206 | DM | R | PERMIT-ENTIRE | 2003-10-23 | OTHER | 103 | [6 empty] | Y | [8 empty] | X |  |  |  |  | Daniel Dandrea | OT | 0000000 |  | 2003-10-23 | 2003-10-23 | 2003-10-23 | 0 | 2003-10-23 | 2003-10-23 | 0 | 930.8 | STANDARD | 0 |  |  | 0 | 77 | 4 | 40 | 0 | OFFSITE |  |  | M1-6 |  |  |  | PARTNERSHIP |  | Gary Dorin | Edison Properties/220 South Stre | 100 Washington Street | Newark NJ 07102 | 9736437700
301658098 | 01 | BROOKLYN | 269 | 8 STREET | 00998 | 00045 | 3324057 | DM | E | AP-NPE | 2003-10-20 | OTHER | 306 | [15 empty] | X |  |  |  |  | RALPH CAPUTO | GC |  |  | 2003-10-20 | 2003-10-20 | 2003-10-20 | 0 | 2003-10-20 | 0 | 0 | 390 | STANDARD | 0 |  |  | 0 | 41 | 1 | 16 | 0 | OFFSITE | [6 empty] | PARTNERSHIP |  | JOSEPH DABBAH | PARKSLOPE CONDOMINIUMS LLC | 1724 E 12 ST | BK NY 11229 | 7183398520
301658098 | 02 | BROOKLYN | 269 | 8 STREET | 00998 | 00045 | 3324057 | DM | E | AP-NPE | 2003-10-20 | OTHER | 306 | [15 empty] | X |  |  |  |  | RALPH CAPUTO | GC |  |  | 2003-10-20 | 2003-10-20 | 2003-10-20 | 0 | 0 | 0 | 0 | 130 | STANDARD | 0 |  |  | 0 | 0 | 0 | 0 | 0 | [14 empty] | SIDEWALK SHED IN CONJUNCTION WITH DEMO A PPLICANTION 301658098
301658105 | 01 | BROOKLYN | 267 | 8 STREET | 00998 | 00049 | 3021864 | DM | E | AP-NPE | 2003-10-20 | OTHER | 306 | [15 empty] | X |  |  |  |  | RALPH CAPUTO | GC | SWITA |  | 2003-10-20 | 2003-10-20 | 2003-10-20 | 0 | 2003-10-20 | 0 | 0 | 390 | STANDARD | 0 |  |  | 0 | 20 | 2 | 10 | 0 | OFFSITE | [6 empty] | PARTNERSHIP |  | JOSEPH DABBAH | PARKSLOPE CONDOMINIUMS LLC | 1724 EAST 12 ST | BK NY 11229 | 7183398520
301658105 | 02 | BROOKLYN | 267 | 8 STREET | 00998 | 00049 | 3021864 | DM | E | AP-NPE | 2003-10-20 | OTHER | 306 | [15 empty] | X |  |  |  |  | RALPH CAPUTO | GC | SWITA |  | 2003-10-20 | 2003-10-20 | 2003-10-20 | 0 | 0 | 0 | 0 | 130 | STANDARD | 0 |  |  | 0 | 0 | 0 | 0 | 0 | [14 empty] | SIDE WALK SHED IN CONJUNCTION WITH DEM A PPL 301658105
301658114 | 01 | BROOKLYN | 265 | 8 STREET | 00998 | 00050 | 3021865 | DM | E | AP-NPE | 2003-10-20 | OTHER | 306 | [15 empty] | X |  |  |  |  | RALPH CAPUTO | GC |  |  | 2003-10-20 | 2003-10-20 | 2003-10-20 | 0 | 2003-10-20 | 0 | 0 | 390 | STANDARD | 0 |  |  | 0 | 21 | 2 | 21 | 0 | OFFSITE | [6 empty] | PARTNERSHIP |  | JOSEPH DABBAH | PARKSLOPE CONDOMINIUMS LLOC | 1724 E 12 ST | BK NY 11229 | 7183398520
301639797 | 01 | BROOKLYN | 146 | MCDOUGAL STREET | 01532 | 00018 | 3041627 | DM | R | PERMIT-ENTIRE | 2003-10-22 | OTHER | 316 | [15 empty] | X |  |  |  |  | ANTHONY NOTO | GC |  |  | 2003-10-22 | 2003-10-22 | 2003-10-22 | 0 | 2003-10-22 | 2003-10-22 | 0 | 390 | STANDARD | 0 |  |  | 0 | 30 | 3 | 30 | 0 | ONSITE | [6 empty] | INDIVIDUAL |  | EUGENE MCARDEL | NYC DEP OF HPD | 100 GOLD ST | NY NY 10008 | 2128636318
301640008 | 01 | BROOKLYN | 160 | FRANKLIN AVENUE | 01912 | 00036 | 3322396 | DM | E | AP-NPE | 2003-10-22 | OTHER | 303 | [6 empty] | Y | [8 empty] | X |  |  |  |  | Gary Thompson | OT | 0000000 |  | 2003-10-22 | 2003-10-22 | 2003-10-22 | 0 | 2003-10-22 | 0 | 0 | 390 | STANDARD | 0 |  |  | 0 | 25 | 3 | 30 | 0 | ONSITE |  |  | R6 |  |  |  | CORPORATE |  | Aron Malik | Gorlitz Realty Corp. | 543 Bedford Ave. #240 | Brooklyn NY 11211 | 7187827038
401741987 | 01 | QUEENS | 42-40 | 208 STREET | 06271 | 00026 | 4138067 | DM | R | PERMIT-ENTIRE | 2003-10-20 | OTHER | 411 | [6 empty] | Y | [8 empty] | X |  |  |  |  | Vincenzo Oppedisano | OT | 0000000 |  | 2003-10-20 | 2003-10-20 | 2003-10-20 | 0 | 2003-10-20 | 2003-10-20 | 0 | 390 | STANDARD | 0 |  |  | 0 | 50 | 2 | 25 | 0 | OFFSITE |  |  | R3-2 |  |  |  | CORPORATE |  | David Peng | Windstar Construction Corp. | 36-17 Bud Place | Flushing NY 11354 | 7183218585
401741978 | 01 | QUEENS | 42-40 | 208 STREET | 06271 | 00026 | 4138067 | DM | R | PERMIT-ENTIRE | 2003-10-20 | OTHER | 411 | [6 empty] | Y | [13 empty] | Vincenzo Oppedisano | OT | 0000000 |  | 2003-10-20 | 2003-10-20 | 2003-10-20 | 0 | 2003-10-20 | 2003-10-20 | 0 | 260 | STANDARD | 0 |  |  | 0 | 50 | 1 | 10 | 0 | OFFSITE |  |  | R3-2 |  |  |  | CORPORATE |  | David Peng | Windstar Construction Corp. | 36-17 Bud Place | Flushing NY 11354 | 7183218585
401741996 | 01 | QUEENS | 22-37 | 125 STREET | 04201 | 00005 | 4099588 | DM | R | PERMIT-ENTIRE | 2003-10-21 | OTHER | 407 | [6 empty] | Y | [8 empty] | X |  |  |  |  | Vincenzo Oppedisano | OT | 0000000 |  | 2003-10-20 | 2003-10-21 | 2003-10-21 | 0 | 2003-10-21 | 2003-10-21 | 0 | 390 | STANDARD | 0 |  |  | 0 | 50 | 2 | 20 | 0 | OFFSITE |  |  | R4-1 |  |  |  | INDIVIDUAL |  | Paul Rufino |  | 23-50 Francis Lewis Blvd. | Flushing NY 11358 | 3476802471
401741969 | 01 | QUEENS | 22-37 | 125 STREET | 04201 | 00005 | 4099588 | DM | R | PERMIT-ENTIRE | 2003-10-21 | OTHER | 407 | [6 empty] | Y | [13 empty] | Vincenzo Oppedisano | OT | 0000000 |  | 2003-10-20 | 2003-10-21 | 2003-10-21 | 0 | 2003-10-21 | 2003-10-21 | 0 | 260 | STANDARD | 0 |  |  | 0 | 50 | 1 | 10 | 0 | OFFSITE |  |  | R4-1 |  |  |  | INDIVIDUAL |  | Paul Rufino |  | 23-50 Francis Lewis Blvd. | Flushing NY 11358 | 3476802471
401741950 | 01 | QUEENS | 148-03 | 15 AVENUE | 04645 | 00034 | 4105223 | DM | R | PERMIT-ENTIRE | 2003-10-23 | OTHER | 407 | [6 empty] | Y | [8 empty] | X |  |  |  |  | Vincenzo Oppedisano | OT | 0000000 |  | 2003-10-20 | 2003-10-22 | 2003-10-21 | 0 | 2003-10-21 | 2003-10-23 | 0 | 390 | STANDARD | 0 |  |  | 0 | 36 | 2 | 20 | 0 | OFFSITE |  |  | R3-1 |  |  |  | INDIVIDUAL |  | Patrick McKenna | None | 16 North Drive | Malba NY 11357 | 7187677695
401742851 | 01 | QUEENS | 48-23 | 65 PLACE | 02389 | 00014 | 4055244 | DM | R | PERMIT-ENTIRE | 2003-10-23 | 1-2-3 FAMILY | 402 | [6 empty] | Y | [8 empty] | X |  |  |  |  | DESMOND REID | OT |  |  | 2003-10-21 | 2003-10-22 | 2003-10-21 | 0 | 2003-10-21 | 2003-10-23 | 0 | 390 | STANDARD | 0 |  |  | 0 | 20 | 1 | 10 | 0 | OFFSITE | [6 empty] | INDIVIDUAL |  | DESMOND REID | WOODSIDE LAND IMPROVEMENT LLC | 48-16 70TH STREET | QUEENS NY 11377 | 7184290029
401741941 | 01 | QUEENS | 148-03 | 15 AVENUE | 04645 | 00034 | 4105223 | DM | R | PERMIT-ENTIRE | 2003-10-23 | OTHER | 407 | [6 empty] | Y | [13 empty] | Vincenzo Oppedisano | OT | 0000000 |  | 2003-10-20 | 2003-10-23 | 2003-10-23 | 0 | 2003-10-23 | 2003-10-23 | 0 | 260 | STANDARD | 0 |  |  | 0 | 36 | 1 | 10 | 0 | OFFSITE |  |  | R3-1 |  |  |  | INDIVIDUAL |  | Patrick McKenna | None | 16 North Drive | Malba NY 11357 | 7187677695
401741932 | 01 | QUEENS | 225-09 | 145 AVENUE | 13495 | 00007 | 4287157 | DM | R | PERMIT-ENTIRE | 2003-10-23 | OTHER | 413 | [6 empty] | Y | [8 empty] | X |  |  |  |  | Vincenzo Oppedisano | OT | 0000000 |  | 2003-10-20 | 2003-10-23 | 2003-10-23 | 0 | 2003-10-23 | 2003-10-23 | 0 | 442 | STANDARD | 0 |  |  | 0 | 60 | 2 | 22 | 0 | OFFSITE |  |  | R3-2 |  |  |  | CORPORATE |  | Kevin Emergi | Linden Properties, Inc. | 191-15 Jamaica | Hollis NY 11423 | 7182752806
401741923 | 01 | QUEENS | 225-09 | 145 AVENUE | 13495 | 00007 | 4287157 | DM | R | PERMIT-ENTIRE | 2003-10-23 | OTHER | 413 | [6 empty] | Y | [13 empty] | Joshua Amar | OT | 0000000 |  | 2003-10-20 | 2003-10-23 | 2003-10-23 | 0 | 2003-10-23 | 2003-10-23 | 0 | 260 | STANDARD | 0 |  |  | 0 | 60 | 1 | 10 | 0 | OFFSITE |  |  | R3-2 |  |  |  | CORPORATE |  | Kevin Emergi | Linden Properties, Inc. | 191-15 Jamaica | Hollis NY 11423 | 7182752806
401742076 | 01 | QUEENS | 129-40 | 155 STREET | 12259 | 00058 | 4265973 | DM | R | PERMIT-ENTIRE | 2003-10-23 | OTHER | 412 | [6 empty] | Y | [8 empty] | X |  |  |  |  | JOSHUA AMAR | OT | 0000000 |  | 2003-10-20 | 2003-10-23 | 2003-10-23 | 0 | 2003-10-23 | 2003-10-23 | 0 | 390 | STANDARD | 0 |  |  | 0 | 40 | 1 | 10 | 0 | ONSITE |  |  | R3-2 |  |  |  | INDIVIDUAL |  | SHMUEL MONSHARY |  | 69-89 PARK DRIVE EAST | QUEENS NY 11367 | 9178074426
401743734 | 01 | QUEENS | 145-31 | 5 AVENUE | 04452 | 00064 | 4101408 | DM | R | PERMIT-ENTIRE | 2003-10-23 | OTHER | 407 | [6 empty] | Y | [8 empty] | X |  |  |  |  | Vincenzo Oppedisano | OT | 0000000 |  | 2003-10-22 | 2003-10-23 | 2003-10-23 | 0 | 2003-10-23 | 2003-10-23 | 0 | 390 | STANDARD | 0 |  |  | 0 | 42 | 1 | 18 | 0 | OFFSITE |  |  | R2 |  |  |  | INDIVIDUAL |  | Nicholas Romano | none | 155-10 LOCKE Avenue | Whitestone NY 11357 | 7187678921
401743725 | 01 | QUEENS | 154-45 | 11 AVENUE | 04546 | 00012 | 4103338 | DM | R | PERMIT-ENTIRE | 2003-10-24 | OTHER | 407 | [6 empty] | Y | [8 empty] | X |  |  |  |  | Vincenzo Oppedisano | OT | 0000000 |  | 2003-10-22 | 2003-10-24 | 2003-10-24 | 0 | 2003-10-24 | 2003-10-24 | 0 | 390 | STANDARD | 0 |  |  | 0 | 50 | 2 | 20 | 0 | OFFSITE |  |  | R2 |  |  |  | INDIVIDUAL |  | John Bletsas | none | 30-02 79 Street | Jackson Heights NY 11370 | 7185336564
500649845 | 01 | STATEN ISLAND | 411 | OAK AVENUE | 04000 | 00007 | 5055381 | DM | R | PERMIT-ENTIRE | 2003-10-20 | OTHER | 503 | [15 empty] | X |  |  |  |  | JOHN IPPOLITTO | GC |  |  | 2003-10-20 | 2003-10-20 | 2003-10-20 | 0 | 2003-10-20 | 2003-10-20 | 0 | 390 | STANDARD | 0 |  |  | 0 | 84 | 1 | 18 | 0 | OFFSITE | [6 empty] | CORPORATE |  | JOE BORG | SERENITY HOMES | 44 WHALEN COURT | WEST ORANGE NJ 07052 | 9738099004
500650342 | 01 | STATEN ISLAND | 54 | 8 STREET | 04213 | 00034 | 5057445 | DM | R | PERMIT-ENTIRE | 2003-10-23 | OTHER | 502 | [15 empty] | X |  |  |  |  | MICHAEL MIRANDA | GC |  |  | 2003-10-21 | 2003-10-22 | 2003-10-22 | 0 | 2003-10-22 | 2003-10-23 | 0 | 650 | STANDARD | 0 |  |  | 0 | 100 | 2 | 24 | 0 | OFFSITE | [6 empty] | CORPORATE |  | PAT CANGIANO | AHSC REALTY CORP | 2277 HYLAN BLVD | SI NY 10306 | 7184427425
500650707 | 01 | STATEN ISLAND | 80 | ALASKA STREET | 00197 | 00075 | 5005259 | DM | R | PERMIT-ENTIRE | 2003-10-22 | OTHER | 501 | [15 empty] | X |  |  |  |  | MICHAEL JORDAN | GC |  |  | 2003-10-22 | 2003-10-22 | 2003-10-22 | 0 | 2003-10-22 | 2003-10-22 | 0 | 390 | STANDARD | 0 |  |  | 0 | 20 | 2 | 21 | 0 | OFFSITE | [6 empty] | INDIVIDUAL |  | MICHAEL JORDAN | N/A | 121 LAFAYETTE AVE | SI NY 10301 | 7185562266
500651519 | 01 | STATEN ISLAND | 224 | VAN NAME AVENUE | 01196 | 00104 | 5027287 | DM | R | PERMIT-ENTIRE | 2003-10-24 | OTHER | 501 | [6 empty] | Y | [8 empty] | X |  |  |  |  | Robert Mack | OT | 0000000 |  | 2003-10-24 | 2003-10-24 | 2003-10-24 | 0 | 2003-10-24 | 2003-10-24 | 0 | 390 | STANDARD | 0 |  |  | 0 | 50 | 1 | 16 | 0 | ONSITE |  |  | R3A |  |  |  | CORPORATE |  | Robert Mack | Belair Ridge Development Corp | 358 St Marks Place | Staten Island NY 10301 | 7184471824
103145990 | 02 | MANHATTAN | 620 | EIGHTH AVENUE | 01012 | 00001 | 1024641 | NB | D | A/P ENTIRE | 2003-10-20 | OTHER | 105 | [6 empty] | Y | [11 empty] | X | Structural | Thomas Z Scarangello | PE | 0609321 |  | 2003-10-20 | 2003-10-20 | 2003-10-20 | 0 | 0 | 0 | 0 | 0 | STANDARD | 0 |  |  | 0 | 0 | 0 | 0 | 0
103145990 | 03 | MANHATTAN | 620 | EIGHTH AVENUE | 01012 | 00001 | 1024641 | NB | D | A/P ENTIRE | 2003-10-20 | OTHER | 105 | [6 empty] | Y | X | X | [11 empty] | Gary Pomerantz | PE | 0062597 |  | 2003-10-20 | 2003-10-20 | 2003-10-20 | 0 | 0 | 0 | 0 | 0 | STANDARD | 0 |  |  | 0 | 0 | 0 | 0 | 0
103595236 | 02 | MANHATTAN | 325 | NORTH END AVENUE |  |  | 1813066 | NB | D | A/P ENTIRE | 2003-10-21 | OTHER | 101 | [6 empty] | Y | [11 empty] | X | Foundation/Site | Vincent J DeSimone | PE | 0041646 |  | 2003-10-21 | 2003-10-21 | 2003-10-21 | 0 | 0 | 0 | 0 | 0 | STANDARD | 0 |  |  | 0 | 0 | 0 | 0 | 0
103595236 | 03 | MANHATTAN | 325 | NORTH END AVENUE |  |  | 1813066 | NB | D | A/P ENTIRE | 2003-10-21 | OTHER | 101 | [6 empty] | Y | [11 empty] | X | Structural | Vincent J DeSimone | PE | 0041646 |  | 2003-10-21 | 2003-10-21 | 2003-10-21 | 0 | 0 | 0 | 0 | 0 | STANDARD | 0 |  |  | 0 | 0 | 0 | 0 | 0
103595236 | 04 | MANHATTAN | 325 | NORTH END AVENUE |  |  | 1813066 | NB | D | A/P ENTIRE | 2003-10-21 | OTHER | 101 | [6 empty] | Y | X | X | X |  |  | X | X | [6 empty] | Marvin Mass | PE | 0028355 |  | 2003-10-21 | 2003-10-21 | 2003-10-21 | 0 | 0 | 0 | 0 | 0 | STANDARD | 0 |  |  | 0 | 0 | 0 | 0 | 0
103595236 | 01 | MANHATTAN | 325 | NORTH END AVENUE |  |  | 1813066 | NB | F | ASSIGNED TO P/E | 2003-10-22 | OTHER | 101 | [6 empty] | Y | [8 empty] | X |  | X | X | GC | Ismael Leyva | RA | 0021712 |  | 2003-10-20 | 2003-10-21 | 2003-10-21 | 2003-10-22 | 0 | 0 | 0 | 91360.1 | STANDARD | 356483 |  |  | 0 | 0 | 24 | 230 | 274 |  |  | J-2 | BPC |  |  | BPC | PARTNERSHIP |  | Thomas McCloskey | BPC 19B, LLC c/o The Related Co. | 625 Madison Avenue | New York NY 10022 | 2124215548
103598153 | 01 | MANHATTAN | 455 | MAIN STREET |  |  | 1813067 | NB | D | A/P ENTIRE | 2003-10-24 | OTHER | 108 | [6 empty] | Y | [8 empty] | X |  |  | X | NB | Saky Yakas | RA | 0018047 |  | 2003-10-22 | 2003-10-24 | 2003-10-24 | 0 | 0 | 0 | 0 | 56912.54 | STANDARD | 222415 |  |  | 0 | 0 | 16 | 154 | 230 |  |  | J-2 | R7-2 |  |  |  | CORPORATE |  | Alan Bell | Southtown Associates 3 LLC | 155 3rd Street | Brooklyn NY 11231 | 7818758500
200812077 | 01 | BRONX | 760 | MELROSE AVENUE | 02378 | 00007 | 2828947 | NB | F | ASSIGNED TO P/E | 2003-10-23 | OTHER | 201 | [6 empty] | Y | [8 empty] | X |  | X | X | GEN CONST | MAGNUS MAGNUSSON | RA | 0014993 |  | 2003-10-20 | 2003-10-20 | 2003-10-20 | 2003-10-23 | 0 | 0 | 0 | 38767.66 | DEFERRED | 150598 |  |  | 0 | 0 | 9 | 84 | 124 |  |  | J-2 | R7-2 | C1-4 |  |  | GOVERNMENT |  | TIMOTHY JOSEPH | NYC HPD | 100 GOLD STREET | NEW YORK NY 10038 | 2128637606
200812086 | 01 | BRONX | 2828 | DUDLEY AVENUE |  |  | 2828931 | NB | H | P/E IN PROCESS | 2003-10-22 | 1-2-3 FAMILY | 210 | [7 empty] | X | [7 empty] | X |  | X | X | CONSTRUCTION | ROBERT PISCIONERI | RA | 0008660 | Y | 2003-10-20 | 2003-10-20 | 2003-10-20 | 2003-10-22 | 0 | 0 | 0 | 684.26 | STANDARD | 3648 |  |  | 0 | 0 | 3 | 25 | 2 |  |  | J-0 | R4 |  |  |  | PARTNERSHIP |  | KIM GERVASI | BURKE & GRACE AVE CORP | 1468 W/BRIDGE RD | BX NY 10461 | 0
200812095 | 01 | BRONX | 2830 | DUDLEY AVENUE | 05374 | 00024 | 2074146 | NB | H | P/E IN PROCESS | 2003-10-22 | 1-2-3 FAMILY | 210 | [7 empty] | X | [9 empty] | X | X | CONSTRUCTION | ROBERT PISCIONERI | RA | 0008660 | Y | 2003-10-20 | 2003-10-20 | 2003-10-20 | 2003-10-22 | 0 | 0 | 0 | 554.26 | STANDARD | 3648 |  |  | 0 | 0 | 3 | 25 | 2 |  |  | J-0 | R4 |  |  |  | PARTNERSHIP |  | KIM GERVASI | BURKE & GRACE AVE CORP | 1468 W/BRIDGE RD | BX NY 10461 | 0
200812102 | 01 | BRONX | 2832 | DUDLEY AVENUE | 05374 | 00028 | 2828932 | NB | H | P/E IN PROCESS | 2003-10-22 | 1-2-3 FAMILY | 210 | [7 empty] | X | [9 empty] | X | X | CONSTRUCTION | ROBERT PISCIONERI | RA | 0008660 | Y | 2003-10-20 | 2003-10-20 | 2003-10-20 | 2003-10-22 | 0 | 0 | 0 | 554.26 | STANDARD | 3648 |  |  | 0 | 0 | 3 | 25 | 2 |  |  | J-0 | R4 |  |  |  | PARTNERSHIP |  | KIM GERVASI | BURKE & GRACE AVE CORP | 1468 W/BRIDGE RD | BX NY 10461 | 0
200812889 | 01 | BRONX | 1160 | FOX STREET |  |  | 2828945 | NB | F | ASSIGNED TO P/E | 2003-10-23 | 1-2-3 FAMILY | 203 | [6 empty] | Y | X | [7 empty] | X |  |  | X | GEN.CONST. | GERALD J CALIENDO | RA | 0020241 |  | 2003-10-22 | 2003-10-22 | 2003-10-22 | 2003-10-23 | 0 | 0 | 0 | 454.94 | STANDARD | 2794 |  |  | 0 | 0 | 2 | 30 | 2 |  |  | J-3 | R7-1 |  |  |  | CORPORATE |  | AKIVA EMERGI | 107 BUILDING CORP. | 191-15 JAMAICA AVENUE | HOLLIS NY 11423 | 7187765600
200812898 | 01 | BRONX | 1162 | FOX STREET |  |  | 2828946 | NB | F | ASSIGNED TO P/E | 2003-10-23 | 1-2-3 FAMILY | 203 | [6 empty] | Y | X | [7 empty] | X |  |  | X | GEN.CONST | GERALD J CALIENDO | RA | 0202441 |  | 2003-10-22 | 2003-10-22 | 2003-10-22 | 2003-10-23 | 0 | 0 | 0 | 475.87 | STANDARD | 2974 |  |  | 0 | 0 | 2 | 30 | 2 |  |  | J-3 | R7-1 |  |  |  | CORPORATE |  | AKIVA EMERGI | 107 BUILDING CORP. | 191-15 JAMAICA AVENUE | HOLLIS NY 11423 | 7187765600
200812175 | 01 | BRONX | 2191 | NEW ENGLAND THRUWAY | 05263 | 00180 | 2827539 | NB | F | ASSIGNED TO P/E | 2003-10-24 | 1-2-3 FAMILY | 212 | [7 empty] | X | [7 empty] | X |  | X | X | CONSTRUCTION | GAETANO SERPICO | RA | 0011420 |  | 2003-10-21 | 2003-10-21 | 2003-10-23 | 2003-10-24 | 0 | 0 | 0 | 685.19 | STANDARD | 3656 |  |  | 0 | 0 | 3 | 25 | 3 |  |  | J-0 | R4 |  |  |  | INDIVIDUAL |  | THERESA STAGG | RYTY INC | 1758 PITMAN AVENUE | BRONX NY 10466 | 7183244677
200812184 | 01 | BRONX | 2189 | NEW ENGLAND THRUWAY | 00000 | 00000 | 2819308 | NB | F | ASSIGNED TO P/E | 2003-10-24 | 1-2-3 FAMILY | 212 | [7 empty] | X | [10 empty] | X | CONSTRUCTION | GAETANO SERPICO | RA | 0011420 |  | 2003-10-21 | 2003-10-21 | 2003-10-23 | 2003-10-24 | 0 | 0 | 0 | 421 | STANDARD | 3620 |  |  | 0 | 0 | 3 | 25 | 3 |  |  | J-0 | R4 |  |  |  | INDIVIDUAL |  | THERESA STAGG | RYTY INC | 1758 PITMAN AVENUE | BRONX NY 10466 | 7183244677
200812193 | 01 | BRONX | 2187 | NEW ENGLAND THRUWAY | 00000 | 00000 | 2819309 | NB | F | ASSIGNED TO P/E | 2003-10-24 | 1-2-3 FAMILY | 212 | [7 empty] | X | [9 empty] | X | X | CONSTRUCTION | GAETANO SERPICO | RA | 0011420 |  | 2003-10-21 | 2003-10-21 | 2003-10-23 | 2003-10-24 | 0 | 0 | 0 | 551 | STANDARD | 3620 |  |  | 0 | 0 | 3 | 25 | 3 |  |  | J-0 | R4 |  |  |  | INDIVIDUAL |  | THERESA STAGG | RYTY INC | 1758 PITMAN AVENUE | BRONX NY 10466 | 7183244677
200812200 | 01 | BRONX | 2185 | NEW ENGLAND THRUWAY | 00000 | 00000 | 2819315 | NB | F | ASSIGNED TO P/E | 2003-10-24 | 1-2-3 FAMILY | 212 | [7 empty] | X | [9 empty] | X | X | CONSTRUCTION | GAETANO SERPICO | RA | 0011420 |  | 2003-10-21 | 2003-10-21 | 2003-10-23 | 2003-10-24 | 0 | 0 | 0 | 551 | STANDARD | 3620 |  |  | 0 | 0 | 3 | 25 | 3 |  |  | J-0 | R4 |  |  |  | INDIVIDUAL |  | THERESA STAGG | RYTY INC | 1758 PITMAN AVENUE | BRONX NY 10466 | 7183244677
200812219 | 01 | BRONX | 2183 | NEW ENGLAND THRUWAY | 00000 | 00000 | 2819315 | NB | F | ASSIGNED TO P/E | 2003-10-24 | 1-2-3 FAMILY | 212 | [7 empty] | X | [9 empty] | X | X | CONSTRUCTION | GAETANO SERPICO | RA | 0011420 |  | 2003-10-21 | 2003-10-21 | 2003-10-23 | 2003-10-24 | 0 | 0 | 0 | 500.06 | STANDARD | 3182 |  |  | 0 | 0 | 3 | 25 | 3 |  |  | J-0 | R4 |  |  |  | INDIVIDUAL |  | THERESA STAGG | RYTY INC | 1758 PITMAN AVENUE | BRONX NY 10466 | 7183244677
200812344 | 01 | BRONX | 3610 | PAULDING AVENUE | 04696 | 00025 | 2828948 | NB | F | ASSIGNED TO P/E | 2003-10-24 | 1-2-3 FAMILY | 212 | [7 empty] | X | [7 empty] | X |  |  | X | CONSTRUCTION | CHRISTIAN ONYECHI | PE | 0071828 |  | 2003-10-21 | 2003-10-21 | 2003-10-23 | 2003-10-24 | 0 | 0 | 0 | 485.64 | STANDARD | 3058 |  |  | 0 | 0 | 2 | 25 | 2 |  |  | J-3 | R4 |  |  |  | INDIVIDUAL |  | GEORGE STIGER | N/A | 106-10 ROCKWAY BLVD | R.BLVD NY 10552 | 0
200812843 | 01 | BRONX | 276 | BROOK AVENUE | 02267 | 00001 | 2801790 | NB | F | ASSIGNED TO P/E | 2003-10-24 | 1-2-3 FAMILY | 201 | [7 empty] | X | [10 empty] | X | GEN.CONST. | THOMAS F CUSANELLI | RA | 0014203 |  | 2003-10-22 | 2003-10-22 | 2003-10-23 | 2003-10-24 | 0 | 0 | 0 | 620.22 | STANDARD | 5333 |  |  | 0 | 0 | 3 | 30 | 3 |  |  | J-0 | R6 |  |  |  | CORPORATE |  | NEIL WEISSMAN | PARKER DEVELOPMENT LTD | 242-01 BRADDOCK AVENUE | BELLEROSE NY 11426 | 7183436262
200813058 | 01 | BRONX | 456 | WILLIS AVENUE | 02290 | 00005 | 2818731 | NB | D | A/P ENTIRE | 2003-10-24 | OTHER | 201 | [7 empty] | X | X | [6 empty] | X |  |  | X | GEN CONST | GENE SOLOMON | RA | 0020857 |  | 2003-10-24 | 2003-10-24 | 2003-10-24 | 0 | 0 | 0 | 0 | 1406.5 | STANDARD | 5000 |  |  | 0 | 0 | 2 | 30 | 0 |  |  | C | C1-4 | R6 |  |  | INDIVIDUAL |  | FREDDY SROUR | NA | 2510 VALENTINE AVE | BRONX NY 10458 | 7183658600
200812825 | 01 | BRONX | 3880 | ORLOFF AVENUE |  |  | 2828949 | NB | P | APPROVED | 2003-10-24 | OTHER | 208 | [6 empty] | Y | [8 empty] | X |  | X | X | GEN CONST | David Mandl | RA | 0014623 | Y | 2003-10-24 | 2003-10-24 | 2003-10-24 | 2003-10-24 | 2003-10-24 | 0 | 0 | 31432.51 | STANDARD | 121796 |  |  | 0 | 0 | 8 | 773 | 101 | ONSITE |  | J-2 | R7-1 |  |  |  | PARTNERSHIP |  | Peter Fine | Concord Avenue Associates, LP | 561 Seventh Avenue, 20th Floor | New York NY 10018 | 2123181650
200812825 | 02 | BRONX | 3880 | ORLOFF AVENUE |  |  | 2828949 | NB | P | APPROVED | 2003-10-24 | OTHER | 208 | [6 empty] | Y | [11 empty] | X | Structural Work | Stanley H Goldstein | PE | 0033925 | Y | 2003-10-24 | 2003-10-24 | 2003-10-24 | 0 | 0 | 0 | 0 | 0 | STANDARD | 0 |  |  | 0 | 0 | 0 | 0 | 0
200812825 | 03 | BRONX | 3880 | ORLOFF AVENUE |  |  | 2828949 | NB | P | APPROVED | 2003-10-24 | OTHER | 208 | [6 empty] | Y | X | X | X |  |  | X | X | [6 empty] | John A Di Bari | PE | 0620631 | Y | 2003-10-24 | 2003-10-24 | 2003-10-24 | 0 | 0 | 0 | 0 | 0 | STANDARD | 0 |  |  | 0 | 0 | 0 | 0 | 0
200812825 | 04 | BRONX | 3880 | ORLOFF AVENUE |  |  | 2828949 | NB | P | APPROVED | 2003-10-24 | OTHER | 208 | [6 empty] | Y | [11 empty] | X | BPP | David Mandl | RA | 0014623 | Y | 2003-10-24 | 2003-10-24 | 2003-10-24 | 0 | 0 | 0 | 0 | 2704 | STANDARD | 0 |  |  | 0 | 338 | 0 | 0 | 0
200812825 | 05 | BRONX | 3880 | ORLOFF AVENUE |  |  | 2828949 | NB | P | APPROVED | 2003-10-24 | OTHER | 208 | [6 empty] | Y | [8 empty] | X |  |  |  |  | David Mandl | RA | 0014623 | Y | 2003-10-24 | 2003-10-24 | 2003-10-24 | 0 | 0 | 0 | 0 | 260 | STANDARD | 0 |  |  | 0 | 0 | 0 | 0 | 0
301639378 | 01 | BROOKLYN | 28 | NEWEL STREET | 02684 | 00050 | 3322712 | NB | F | ASSIGNED TO P/E | 2003-10-22 | OTHER | 301 | [7 empty] | X | [10 empty] | X | GC | KRIS KOZLOWSKI | RA | 0020467 |  | 2003-10-20 | 2003-10-20 | 2003-10-20 | 2003-10-22 | 0 | 0 | 0 | 1388.83 | STANDARD | 5440 |  |  | 0 | 0 | 4 | 40 | 7 |  |  | J-2 | R6 |  |  |  | INDIVIDUAL |  | EWA CHIBOWSKI | N/A | 14 DIAMOND S TREET | BROOKLYN NY 11222 | 7183898814
301653057 | 02 | BROOKLYN | 1671 | WEST 10 STREET | 06622 | 00045 | 3337213 | NB | J | P/E DISAPPROVED | 2003-10-21 | OTHER | 311 | [6 empty] | Y | [11 empty] | X | structural | Keith Loo | PE | 0066758 | Y | 2003-10-20 | 2003-10-20 | 2003-10-20 | 0 | 0 | 0 | 0 | 0 | STANDARD | 0 |  |  | 0 | 0 | 0 | 0 | 0
301653057 | 03 | BROOKLYN | 1671 | WEST 10 STREET | 06622 | 00045 | 3337213 | NB | J | P/E DISAPPROVED | 2003-10-21 | OTHER | 311 | [6 empty] | Y | X | X | [11 empty] | Valery Shames | PE | 0065570 | Y | 2003-10-20 | 2003-10-20 | 2003-10-20 | 0 | 0 | 0 | 0 | 0 | STANDARD | 0 |  |  | 0 | 0 | 0 | 0 | 0
301658187 | 02 | BROOKLYN | 103 | QUENTIN ROAD | 06622 | 00043 | 3175389 | NB | J | P/E DISAPPROVED | 2003-10-21 | OTHER | 311 | [6 empty] | Y | [11 empty] | X | structural | Keith Loo | PE | 0066758 | Y | 2003-10-20 | 2003-10-20 | 2003-10-20 | 0 | 0 | 0 | 0 | 0 | STANDARD | 0 |  |  | 0 | 0 | 0 | 0 | 0
301658187 | 03 | BROOKLYN | 103 | QUENTIN ROAD | 06622 | 00043 | 3175389 | NB | J | P/E DISAPPROVED | 2003-10-21 | OTHER | 311 | [6 empty] | Y | X | X | [11 empty] | Valery Shames | PE | 0065570 | Y | 2003-10-20 | 2003-10-20 | 2003-10-20 | 0 | 0 | 0 | 0 | 0 | STANDARD | 0 |  |  | 0 | 0 | 0 | 0 | 0
301658187 | 04 | BROOKLYN | 103 | QUENTIN ROAD | 06622 | 00043 | 3175389 | NB | J | P/E DISAPPROVED | 2003-10-21 | OTHER | 311 | [6 empty] | Y | [5 empty] | X | X | [6 empty] | Valery Shames | PE | 0065570 | Y | 2003-10-20 | 2003-10-20 | 2003-10-20 | 0 | 0 | 0 | 0 | 0 | STANDARD | 0 |  |  | 0 | 0 | 0 | 0 | 0
301653057 | 08 | BROOKLYN | 1671 | WEST 10 STREET | 06622 | 00045 | 3337213 | NB | J | P/E DISAPPROVED | 2003-10-21 | OTHER | 311 | [6 empty] | Y | [5 empty] | X | X | [6 empty] | Valery Shames | PE | 0065570 | Y | 2003-10-20 | 2003-10-20 | 2003-10-20 | 0 | 0 | 0 | 0 | 0 | STANDARD | 0 |  |  | 0 | 0 | 0 | 0 | 0
301658178 | 01 | BROOKLYN | 187 | MC GUINESS BOULEVARD | 02599 | 00017 | 3065396 | NB | F | ASSIGNED TO P/E | 2003-10-23 | 1-2-3 FAMILY | 301 | [6 empty] | Y | X | X | [6 empty] | X |  |  | X | GC | Robert Schwartz | RA | 0015049 |  | 2003-10-20 | 2003-10-21 | 2003-10-21 | 2003-10-23 | 0 | 0 | 0 | 723.01 | STANDARD | 5099 |  |  | 0 | 0 | 5 | 46 | 3 |  |  | J-0 | R6 |  |  |  | PARTNERSHIP |  | Moez Ghermezian | MMM Ventures LLC | 11-43 47 Ave. | Long Island Cit NY 11101 | 7184721155
301317616 | 03 | BROOKLYN | 1161 | SUTTER AVENUE | 04246 | 00044 | 3095336 | NB | D | A/P ENTIRE | 2003-10-21 | OTHER | 305 | [7 empty] | X | X | [11 empty] | RUDOLPH SHATARAH | PE | 0069553 |  | 2003-10-21 | 2003-10-21 | 2003-10-21 | 0 | 0 | 0 | 0 | 0 | STANDARD | 0 |  |  | 0 | 0 | 0 | 0 | 0 | [14 empty] | FILING FOR PLUMBING AND MECHANICAL WORK.
301066913 | 01 | BROOKLYN | 991 | EAST 58 STREET | 07784 | 00033 | 3852801 | NB | J | P/E DISAPPROVED | 2003-10-24 | 1-2-3 FAMILY | 318 | [6 empty] | Y | X | [7 empty] | X |  | X | X | GC | SHAHRIAR AFSHARI | PE | 0069849 | Y | 2003-10-22 | 2003-10-22 | 2003-10-21 | 2003-10-24 | 0 | 0 | 0 | 626.34 | STANDARD | 3150 |  |  | 0 | 0 | 2 | 25 | 2 | ONSITE |  | J-3 | R3-2 |  |  |  | CORPORATE |  | RON COHEN | - | 117-18 QUEENS BLVD. | FOREST HILLS NY 11375 | 7187939800
301066904 | 01 | BROOKLYN | 995 | EAST 58 STREET | 07784 | 00033 | 3852802 | NB | J | P/E DISAPPROVED | 2003-10-24 | 1-2-3 FAMILY | 318 | [6 empty] | Y | X | [7 empty] | X |  | X | X | GC | SHAHRIAR AFSHARI | PE | 0069849 | Y | 2003-10-22 | 2003-10-22 | 2003-10-21 | 2003-10-24 | 0 | 0 | 0 | 626.34 | STANDARD | 3150 |  |  | 0 | 0 | 2 | 25 | 2 | ONSITE |  | J-3 | R3-2 |  |  |  | CORPORATE |  | RON COHEN | - | 117-18 QUEENS BLVD. | FOREST HILLS NY 11375 | 7187939800
301639760 | 01 | BROOKLYN | 597 | PRESIDENT STREET | 00955 | 00076 | 3824569 | NB | P | APPROVED | 2003-10-24 | OTHER | 306 | [6 empty] | Y | X | X | [6 empty] | X |  |  | X | GC | Felix Tambasco | RA | 0014307 | Y | 2003-10-21 | 2003-10-22 | 2003-10-22 | 2003-10-24 | 2003-10-24 | 0 | 0 | 1502.23 | STANDARD | 5375 |  |  | 0 | 0 | 4 | 39 | 4 | OFFSITE |  | J-2 | R6B |  |  |  | CORPORATE |  | Spiro Geroulanos | Trident Developers | 128 Marine Avenue | Brooklyn NY 11209 | 7184916091
301541062 | 03 | BROOKLYN | 2012 | JEROME AVENUE | 07465 | 00001 | 3205048 | NB | P | APPROVED | 2003-10-22 | OTHER | 315 | [6 empty] | Y | [11 empty] | X | structural | Leonid Krupnik | PE | 0065639 |  | 2003-10-21 | 2003-10-22 | 2003-10-22 | 0 | 0 | 0 | 0 | 0 | STANDARD | 0 |  |  | 0 | 0 | 0 | 0 | 0
301658230 | 01 | BROOKLYN | 14 | EAST 32 STREET | 04885 | 00013 | 3327766 | NB | F | ASSIGNED TO P/E | 2003-10-24 | 1-2-3 FAMILY | 317 | [7 empty] | X | [10 empty] | X | GC | SURJIT PARIHAR | PE | 0066791 |  | 2003-10-21 | 2003-10-21 | 2003-10-23 | 2003-10-24 | 0 | 0 | 0 | 100 | STANDARD | 602 |  |  | 0 | 0 | 1 | 14 | 0 |  |  | COM | C1-2 |  |  |  | INDIVIDUAL |  | ANN RYAN | N/A | 14 EAST 32ND STREET | BROOKLYN NY 11226 | 7182878271
301639920 | 01 | BROOKLYN | 235 | OCEAN PARKWAY | 05339 | 00057 | 3124739 | NB | F | ASSIGNED TO P/E | 2003-10-24 | OTHER | 312 | [18 empty] | X | ZONING/EGRESS | RICHARD R FERRARA | RA | 0010254 |  | 2003-10-22 | 2003-10-22 | 2003-10-23 | 2003-10-24 | 0 | 0 | 0 | 6313.56 | STANDARD | 24730 |  |  | 0 | 0 | 9 | 80 | 16 |  |  | RES | R5 |  |  |  | INDIVIDUAL |  | ERNEST R LANTOS | N/A | 235 OCEAN PARKWAY | BROOKLYN NY 11218 | 7184351594
301566829 | 03 | BROOKLYN | 1178 | 42 STREET | 05597 | 00036 | 3135855 | NB | D | A/P ENTIRE | 2003-10-24 | OTHER | 312 | [6 empty] | Y | [11 empty] | X | underpinning | Abraham Hertzberg | PE | 0029007 |  | 2003-10-24 | 2003-10-24 | 2003-10-24 | 0 | 0 | 0 | 0 | 0 | STANDARD | 0 |  |  | 0 | 0 | 0 | 0 | 0
301658613 | 01 | BROOKLYN | 2062 | WEST 5 STREET | 07100 | 00028 | 3191200 | NB | P | APPROVED | 2003-10-24 | 1-2-3 FAMILY | 311 | [6 empty] | Y | X | [10 empty] | X | GC | SAVERIO LEONE | PE | 0079025 |  | 2003-10-23 | 2003-10-24 | 2003-10-24 | 2003-10-24 | 2003-10-24 | 0 | 0 | 100 | STANDARD | 250 |  |  | 0 | 0 | 1 | 9 | 0 | ONSITE |  | B-2 | R5 |  |  |  | INDIVIDUAL |  | PHILLIP CUSIMANO | N/A | 2062 W 5 STREET | BROOKLYN NY 11223 | 7183735124
301658971 | 01 | BROOKLYN | 121 | 27 AVENUE | 06900 | 00026 | 3186889 | NB | F | ASSIGNED TO P/E | 2003-10-24 | 1-2-3 FAMILY | 313 | [6 empty] | Y | X | [7 empty] | X |  | X | X | GC | ANTHONY GENNARO | PE | 0060813 |  | 2003-10-24 | 2003-10-24 | 2003-10-24 | 2003-10-24 | 0 | 0 | 0 | 708.22 | STANDARD | 3854 |  |  | 0 | 0 | 3 | 30 | 3 |  |  | J-0 | R5B |  |  |  | CORPORATE |  | ANTONIO MONACO | BENSON ESTATES | 7801 18TH AVENUE | BROOKLYN NY 11214 | 7182328934
301658677 | 01 | BROOKLYN | 117 | 27 AVENUE | 06900 | 00027 | 3186890 | NB | F | ASSIGNED TO P/E | 2003-10-24 | 1-2-3 FAMILY | 313 | [6 empty] | Y | X | [7 empty] | X |  | X | X | GC | ANTHONY GENNARO | PE | 0060813 |  | 2003-10-24 | 2003-10-24 | 2003-10-24 | 2003-10-24 | 0 | 0 | 0 | 708.22 | STANDARD | 3854 |  |  | 0 | 0 | 3 | 30 | 3 |  |  | J-0 | R5 |  |  |  | CORPORATE |  | ANTONIO MONACO | BENSON ESTATES | 7801 18TH AVENUE | BROOKLYN NY 11214 | 7182328934
401741914 | 01 | QUEENS | 144-51 | 225 STREET | 13495 | 00014 | 4315274 | NB | F | ASSIGNED TO P/E | 2003-10-22 | 1-2-3 FAMILY | 413 | [6 empty] | Y | X | [7 empty] | X |  | X | X | GC | Mohamed Hassan | RA | 0026322 |  | 2003-10-20 | 2003-10-21 | 2003-10-21 | 2003-10-22 | 0 | 0 | 0 | 487.01 | STANDARD | 1952 |  |  | 0 | 0 | 2 | 26 | 1 |  |  | J-3 | R3-2 |  |  |  | INDIVIDUAL |  | Boaz Smolarchik | United Properties LLC | 139-27 Queens Boulevard | Briarwood NY 11435 | 7182060550
401742085 | 01 | QUEENS | 116-24 | GROSVENOR LANE |  |  | 4857702 | NB | F | ASSIGNED TO P/E | 2003-10-22 | OTHER | 409 | [6 empty] | Y | [8 empty] | X |  |  | X | GC | Saky Yakas | RA | 0018047 |  | 2003-10-20 | 2003-10-21 | 2003-10-21 | 2003-10-22 | 0 | 0 | 0 | 17556.26 | STANDARD | 68258 |  |  | 0 | 0 | 16 | 294 | 60 |  |  | J-2 | C1-2 | R7-1 |  |  | PARTNERSHIP | Y | Joseph Scarpinito | Park Lane Associates, L.P. | 6833 Shore Road | Brooklyn NY 11220 | 7187651651
401742931 | 01 | QUEENS | 103-27 | 135 STREET |  |  | 4857669 | NB | F | ASSIGNED TO P/E | 2003-10-23 | 1-2-3 FAMILY | 410 | [6 empty] | Y | X | [7 empty] | X |  | X | X | GEN. CONST. | OLABANJI AWOSIKA | RA | 0022120 |  | 2003-10-21 | 2003-10-22 | 2003-10-21 | 2003-10-23 | 0 | 0 | 0 | 565.86 | STANDARD | 2630 |  |  | 0 | 0 | 2 | 21 | 2 |  |  | J-3 | R3-2 |  |  |  | INDIVIDUAL |  | KUMARI WALKER |  | 103-25 135 STREET | JAMAICA NY 11435 | 7182064921
401742085 | 02 | QUEENS | 116-24 | GROSVENOR LANE |  |  | 4857702 | NB | D | A/P ENTIRE | 2003-10-21 | OTHER | 409 | [6 empty] | Y | [11 empty] | X | Structural | Joseph DeNardis | PE | 0060272 |  | 2003-10-21 | 2003-10-21 | 2003-10-21 | 0 | 0 | 0 | 0 | 0 | STANDARD | 0 |  |  | 0 | 0 | 0 | 0 | 0
401743315 | 01 | QUEENS | 45-24 | UNION STREET |  |  | 4833338 | NB | J | P/E DISAPPROVED | 2003-10-22 | 1-2-3 FAMILY | 407 | [6 empty] | Y | [11 empty] | X | GC | Michael Kang | RA | 0024849 | Y | 2003-10-21 | 2003-10-22 | 2003-10-21 | 2003-10-22 | 0 | 0 | 0 | 100 | STANDARD | 240 |  |  | 0 | 0 | 1 | 11 | 0 |  |  | B-1 | R3-2 |  |  |  | CORPORATE | Y | Po-Sheng Hsu | 88 Century Developer Corp. | 35-06 Farrington Street | Flushing NY 11354 | 7183532239
401743324 | 01 | QUEENS | 45-22 | UNION STREET |  |  | 4833337 | NB | J | P/E DISAPPROVED | 2003-10-22 | 1-2-3 FAMILY | 407 | [6 empty] | Y | [11 empty] | X | GC | Michael Kang | RA | 0024849 | Y | 2003-10-21 | 2003-10-22 | 2003-10-21 | 2003-10-22 | 0 | 0 | 0 | 100 | STANDARD | 240 |  |  | 0 | 0 | 1 | 11 | 0 |  |  | B-1 | R3-2 |  |  |  | CORPORATE | Y | Po-Sheng Hsu | 88 Century Developer Corp. | 35-06 Farrington Street | Flushing NY 11354 | 7183532239
401742398 | 01 | QUEENS | 65-01 | BAYFIELD AVENUE | 16025 | 00023 | 4816970 | NB | F | ASSIGNED TO P/E | 2003-10-23 | 1-2-3 FAMILY | 414 | [6 empty] | Y | X | [7 empty] | X |  | X | X | GC | Tai Solademi-Lawal | RA | 0022694 |  | 2003-10-22 | 2003-10-22 | 2003-10-22 | 2003-10-23 | 0 | 0 | 0 | 626.34 | STANDARD | 3150 |  |  | 0 | 0 | 2 | 32 | 2 |  |  | J-3 | R3-2 |  |  |  | INDIVIDUAL | Y | HEM NARRAPH | REMAX LIBERTY, INC | 96-10 101ST AVENUE | OZONE PARK NY 11416 | 7188484700
401720875 | 02 | QUEENS | 96-03 | 91 AVENUE | 08975 | 00021 | 4857484 | NB | P | APPROVED | 2003-10-22 | 1-2-3 FAMILY | 409 | [6 empty] | Y | [10 empty] | X |  |  | Leo D Fakler | RA | 0007721 | Y | 2003-10-22 | 2003-10-22 | 2003-10-22 | 0 | 0 | 0 | 0 | 145 | STANDARD | 0 |  |  | 0 | 0 | 0 | 0 | 0
401720697 | 02 | QUEENS | 93-05 | 91 AVENUE | 08975 | 00003 | 4857474 | NB | P | APPROVED | 2003-10-22 | 1-2-3 FAMILY | 409 | [6 empty] | Y | [10 empty] | X |  |  | Leo D Fakler | RA | 0007721 | Y | 2003-10-22 | 2003-10-22 | 2003-10-22 | 0 | 0 | 0 | 0 | 121 | STANDARD | 0 |  |  | 0 | 0 | 0 | 0 | 0
401720722 | 02 | QUEENS | 93-15 | 91 AVENUE | 08975 | 00006 | 4857477 | NB | P | APPROVED | 2003-10-22 | 1-2-3 FAMILY | 409 | [6 empty] | Y | [10 empty] | X |  |  | Leo D Fakler | RA | 0007721 | Y | 2003-10-22 | 2003-10-22 | 2003-10-22 | 0 | 0 | 0 | 0 | 121 | STANDARD | 0 |  |  | 0 | 0 | 0 | 0 | 0
401720713 | 02 | QUEENS | 93-11 | 91 AVENUE | 08975 | 00005 | 4857476 | NB | P | APPROVED | 2003-10-22 | 1-2-3 FAMILY | 409 | [6 empty] | Y | [10 empty] | X |  |  | Leo D Fakler | RA | 0007721 | Y | 2003-10-22 | 2003-10-22 | 2003-10-22 | 0 | 0 | 0 | 0 | 121 | STANDARD | 0 |  |  | 0 | 0 | 0 | 0 | 0
401720768 | 02 | QUEENS | 93-27 | 91 AVENUE | 08975 | 00010 | 4857480 | NB | P | APPROVED | 2003-10-22 | 1-2-3 FAMILY | 409 | [6 empty] | Y | [10 empty] | X |  |  | Leo D Fakler | RA | 0007721 | Y | 2003-10-22 | 2003-10-22 | 2003-10-22 | 0 | 0 | 0 | 0 | 121 | STANDARD | 0 |  |  | 0 | 0 | 0 | 0 | 0
401720786 | 02 | QUEENS | 95-01 | 91 AVENUE | 08975 | 00012 | 4857482 | NB | P | APPROVED | 2003-10-22 | 1-2-3 FAMILY | 409 | [6 empty] | Y | [10 empty] | X |  |  | Leo D Fakler | RA | 0007721 | Y | 2003-10-22 | 2003-10-22 | 2003-10-22 | 0 | 0 | 0 | 0 | 121 | STANDARD | 0 |  |  | 0 | 0 | 0 | 0 | 0
401720795 | 02 | QUEENS | 95-03 | 91 AVENUE | 08975 | 00013 | 4857483 | NB | P | APPROVED | 2003-10-22 | 1-2-3 FAMILY | 409 | [6 empty] | Y | [10 empty] | X |  |  | Leo D Fakler | RA | 0007721 | Y | 2003-10-22 | 2003-10-22 | 2003-10-22 | 0 | 0 | 0 | 0 | 121 | STANDARD | 0 |  |  | 0 | 0 | 0 | 0 | 0
401720802 | 02 | QUEENS | 95-07 | 91 AVENUE | 08975 | 00001 | 4185852 | NB | P | APPROVED | 2003-10-22 | 1-2-3 FAMILY | 409 | [6 empty] | Y | [10 empty] | X |  |  | Leo D Fakler | RA | 0007721 | Y | 2003-10-22 | 2003-10-22 | 2003-10-22 | 0 | 0 | 0 | 0 | 121 | STANDARD | 0 |  |  | 0 | 0 | 0 | 0 | 0
401720811 | 02 | QUEENS | 95-09 | 91 AVENUE | 08975 | 00001 | 4185852 | NB | P | APPROVED | 2003-10-22 | 1-2-3 FAMILY | 409 | [6 empty] | Y | [10 empty] | X |  |  | Leo D Fakler | RA | 0007721 | Y | 2003-10-22 | 2003-10-22 | 2003-10-22 | 0 | 0 | 0 | 0 | 121 | STANDARD | 0 |  |  | 0 | 0 | 0 | 0 | 0
401720820 | 02 | QUEENS | 95-11 | 91 AVENUE | 08975 | 00001 | 4185852 | NB | P | APPROVED | 2003-10-22 | 1-2-3 FAMILY | 409 | [6 empty] | Y | [10 empty] | X |  |  | Leo D Fakler | RA | 0007721 | Y | 2003-10-22 | 2003-10-22 | 2003-10-22 | 0 | 0 | 0 | 0 | 121 | STANDARD | 0 |  |  | 0 | 0 | 0 | 0 | 0
401720839 | 02 | QUEENS | 95-15 | 91 AVENUE | 08975 | 00001 | 4185852 | NB | P | APPROVED | 2003-10-22 | 1-2-3 FAMILY | 409 | [6 empty] | Y | [10 empty] | X |  |  | Leo D Fakler | RA | 0007721 | Y | 2003-10-22 | 2003-10-22 | 2003-10-22 | 0 | 0 | 0 | 0 | 121 | STANDARD | 0 |  |  | 0 | 0 | 0 | 0 | 0
401720848 | 02 | QUEENS | 95-17 | 91 AVENUE | 08975 | 00001 | 4185852 | NB | P | APPROVED | 2003-10-22 | 1-2-3 FAMILY | 409 | [6 empty] | Y | [10 empty] | X |  |  | Leo D Fakler | RA | 0007721 | Y | 2003-10-22 | 2003-10-22 | 2003-10-22 | 0 | 0 | 0 | 0 | 121 | STANDARD | 0 |  |  | 0 | 0 | 0 | 0 | 0
401720857 | 02 | QUEENS | 95-21 | 91 AVENUE | 08975 | 00001 | 4185852 | NB | P | APPROVED | 2003-10-22 | 1-2-3 FAMILY | 409 | [6 empty] | Y | [10 empty] | X |  |  | Leo D Fakler | RA | 0007721 | Y | 2003-10-22 | 2003-10-22 | 2003-10-22 | 0 | 0 | 0 | 0 | 121 | STANDARD | 0 |  |  | 0 | 0 | 0 | 0 | 0
401742913 | 01 | QUEENS | 71-24 | 166 STREET | 06953 | 00047 | 4150312 | NB | F | ASSIGNED TO P/E | 2003-10-24 | OTHER | 408 | [6 empty] | Y | X | [10 empty] | X | GEN. CONST. | CARLOS DEFONSECA | RA | 0194881 |  | 2003-10-21 | 2003-10-21 | 2003-10-23 | 2003-10-24 | 0 | 0 | 0 | 100 | STANDARD | 258 |  |  | 0 | 0 | 1 | 12 | 0 |  |  | B-2 | R3-2 |  |  |  | INDIVIDUAL |  | Marc Weinberg |  | 71-24 166 Street | Flushing NY 11365
401743333 | 01 | QUEENS | 45-06 | UNION STREET |  |  | 4857383 | NB | P | APPROVED | 2003-10-23 | 1-2-3 FAMILY | 407 | [6 empty] | Y | [11 empty] | X | GC | Michael Kang | RA | 0024849 | Y | 2003-10-21 | 2003-10-22 | 2003-10-23 | 2003-10-23 | 2003-10-23 | 0 | 0 | 100 | STANDARD | 240 |  |  | 0 | 0 | 1 | 11 | 0 | ONSITE |  | B-1 | R3-2 |  |  |  | CORPORATE | Y | Po-Sheng Hsu | 88 Century Developer Corp. | 35-06 Farrington Street | Flushing NY 11354 | 7183532239
401742548 | 01 | QUEENS | 20-52 | 46 STREET | 00773 | 00052 | 4014834 | NB | J | P/E DISAPPROVED | 2003-10-23 | OTHER | 401 | [6 empty] | Y | [11 empty] | X | GEN. CONST. | John J Nogatch | PE | 0027787 | Y | 2003-10-21 | 2003-10-22 | 2003-10-23 | 2003-10-23 | 0 | 0 | 0 | 100 | STANDARD | 360 |  |  | 0 | 0 | 1 | 18 | 0 |  |  | B-2 | R4 |  |  |  | INDIVIDUAL |  | Andrea Mastrocola | N/A | 20-25 46th Street | Astoria NY 11105 | 9174461740
401720759 | 02 | QUEENS | 93-23 | 91 AVENUE | 08975 | 00009 | 4857479 | NB | P | APPROVED | 2003-10-23 | 1-2-3 FAMILY | 409 | [6 empty] | Y | [10 empty] | X |  |  | Leo D Fakler | RA | 0007721 | Y | 2003-10-23 | 2003-10-23 | 2003-10-23 | 0 | 0 | 0 | 0 | 121 | STANDARD | 0 |  |  | 0 | 0 | 0 | 0 | 0
401720866 | 02 | QUEENS | 96-01 | 91 AVENUE | 08975 | 00001 | 4185852 | NB | P | APPROVED | 2003-10-23 | 1-2-3 FAMILY | 409 | [6 empty] | Y | [10 empty] | X |  |  | Leo D Fakler | RA | 0007721 | Y | 2003-10-23 | 2003-10-23 | 2003-10-23 | 0 | 0 | 0 | 0 | 121 | STANDARD | 0 |  |  | 0 | 0 | 0 | 0 | 0
401720777 | 02 | QUEENS | 93-29 | 91 AVENUE | 08975 | 00011 | 4857481 | NB | P | APPROVED | 2003-10-23 | 1-2-3 FAMILY | 409 | [6 empty] | Y | [10 empty] | X |  |  | Leo D Fakler | RA | 0007721 | Y | 2003-10-23 | 2003-10-23 | 2003-10-23 | 0 | 0 | 0 | 0 | 121 | STANDARD | 0 |  |  | 0 | 0 | 0 | 0 | 0
401720740 | 02 | QUEENS | 93-21 | 91 AVENUE | 08975 | 00008 | 4857478 | NB | P | APPROVED | 2003-10-23 | 1-2-3 FAMILY | 409 | [6 empty] | Y | [10 empty] | X |  |  | Leo D Fakler | RA | 0007721 | Y | 2003-10-23 | 2003-10-23 | 2003-10-23 | 0 | 0 | 0 | 0 | 130 | STANDARD | 0 |  |  | 0 | 0 | 0 | 0 | 0
401720731 | 02 | QUEENS | 93-17 | 91 AVENUE |  |  | 4849136 | NB | P | APPROVED | 2003-10-23 | 1-2-3 FAMILY | 409 | [6 empty] | Y | [10 empty] | X |  |  | Leo D Fakler | RA | 0007721 | Y | 2003-10-23 | 2003-10-23 | 2003-10-23 | 0 | 0 | 0 | 0 | 130 | STANDARD | 0 |  |  | 0 | 0 | 0 | 0 | 0
401720367 | 02 | QUEENS | 93-03 | 90 AVENUE |  |  | 4857486 | NB | D | A/P ENTIRE | 2003-10-23 | 1-2-3 FAMILY | 409 | [6 empty] | Y | X | [12 empty] | Nolan Lau | PE | 0055604 | Y | 2003-10-23 | 2003-10-23 | 2003-10-23 | 0 | 0 | 0 | 0 | 0 | STANDARD | 0 |  |  | 0 | 0 | 0 | 0 | 0
401720376 | 02 | QUEENS | 93-05 | 90 AVENUE | 08975 | 00042 | 4857517 | NB | D | A/P ENTIRE | 2003-10-23 | 1-2-3 FAMILY | 409 | [6 empty] | Y | X | [12 empty] | Nolan Lau | PE | 0055604 | Y | 2003-10-23 | 2003-10-23 | 2003-10-23 | 0 | 0 | 0 | 0 | 0 | STANDARD | 0 |  |  | 0 | 0 | 0 | 0 | 0
401741120 | 02 | QUEENS | 138-46 | JAMAICA AVENUE | 09975 | 00001 | 4213687 | NB | D | A/P ENTIRE | 2003-10-23 | OTHER | 412 | [6 empty] | Y |  | X | [11 empty] | FRANK L TRUGLIO | RA | 0020699 |  | 2003-10-23 | 2003-10-23 | 2003-10-23 | 0 | 0 | 0 | 0 | 0 | STANDARD | 0 |  |  | 0 | 0 | 0 | 0 | 0
401720385 | 02 | QUEENS | 93-09 | 90 AVENUE | 08975 | 00043 | 4857487 | NB | D | A/P ENTIRE | 2003-10-23 | 1-2-3 FAMILY | 409 | [6 empty] | Y | X | [12 empty] | Nolan Lau | PE | 0055604 | Y | 2003-10-23 | 2003-10-23 | 2003-10-23 | 0 | 0 | 0 | 0 | 0 | STANDARD | 0 |  |  | 0 | 0 | 0 | 0 | 0
401720394 | 02 | QUEENS | 93-11 | 90 AVENUE | 08975 | 00044 | 4857488 | NB | D | A/P ENTIRE | 2003-10-23 | 1-2-3 FAMILY | 409 | [6 empty] | Y | X | [12 empty] | Nolan Lau | PE | 0055604 | Y | 2003-10-23 | 2003-10-23 | 2003-10-23 | 0 | 0 | 0 | 0 | 0 | STANDARD | 0 |  |  | 0 | 0 | 0 | 0 | 0
401720401 | 02 | QUEENS | 93-15 | 90 AVENUE | 08975 | 00045 | 4857489 | NB | D | A/P ENTIRE | 2003-10-23 | 1-2-3 FAMILY | 409 | [6 empty] | Y | X | [12 empty] | Nolan Lau | PE | 0055604 | Y | 2003-10-23 | 2003-10-23 | 2003-10-23 | 0 | 0 | 0 | 0 | 0 | STANDARD | 0 |  |  | 0 | 0 | 0 | 0 | 0
401720410 | 02 | QUEENS | 93-17 | 90 AVENUE | 08975 | 00046 | 4857490 | NB | D | A/P ENTIRE | 2003-10-23 | 1-2-3 FAMILY | 409 | [6 empty] | Y | X | [12 empty] | Nolan Lau | PE | 0055604 | Y | 2003-10-23 | 2003-10-23 | 2003-10-23 | 0 | 0 | 0 | 0 | 0 | STANDARD | 0 |  |  | 0 | 0 | 0 | 0 | 0
401720429 | 02 | QUEENS | 94-03 | 90 AVENUE | 08975 | 00047 | 4857491 | NB | D | A/P ENTIRE | 2003-10-23 | 1-2-3 FAMILY | 409 | [6 empty] | Y | X | [12 empty] | Nolan Lau | PE | 0055604 | Y | 2003-10-23 | 2003-10-23 | 2003-10-23 | 0 | 0 | 0 | 0 | 0 | STANDARD | 0 |  |  | 0 | 0 | 0 | 0 | 0
401720438 | 02 | QUEENS | 94-05 | 90 AVENUE | 08975 | 00048 | 4857492 | NB | D | A/P ENTIRE | 2003-10-23 | 1-2-3 FAMILY | 409 | [6 empty] | Y | X | [12 empty] | Nolan Lau | PE | 0055604 | Y | 2003-10-23 | 2003-10-23 | 2003-10-23 | 0 | 0 | 0 | 0 | 0 | STANDARD | 0 |  |  | 0 | 0 | 0 | 0 | 0
401720447 | 02 | QUEENS | 94-09 | 90 AVENUE | 08975 | 00049 | 4857493 | NB | D | A/P ENTIRE | 2003-10-23 | 1-2-3 FAMILY | 409 | [6 empty] | Y | X | [12 empty] | Nolan Lau | PE | 0055604 | Y | 2003-10-23 | 2003-10-23 | 2003-10-23 | 0 | 0 | 0 | 0 | 0 | STANDARD | 0 |  |  | 0 | 0 | 0 | 0 | 0
401720456 | 02 | QUEENS | 94-11 | 90 AVENUE | 08975 | 00050 | 4857494 | NB | D | A/P ENTIRE | 2003-10-23 | 1-2-3 FAMILY | 409 | [6 empty] | Y | X | [12 empty] | Nolan Lau | PE | 0055604 | Y | 2003-10-23 | 2003-10-23 | 2003-10-23 | 0 | 0 | 0 | 0 | 0 | STANDARD | 0 |  |  | 0 | 0 | 0 | 0 | 0
401720465 | 02 | QUEENS | 94-15 | 90 AVENUE | 08975 | 00051 | 4857495 | NB | D | A/P ENTIRE | 2003-10-23 | 1-2-3 FAMILY | 409 | [6 empty] | Y | X | [12 empty] | Nolan Lau | PE | 0055604 | Y | 2003-10-23 | 2003-10-23 | 2003-10-23 | 0 | 0 | 0 | 0 | 0 | STANDARD | 0 |  |  | 0 | 0 | 0 | 0 | 0
401720474 | 02 | QUEENS | 94-17 | 90 AVENUE | 08975 | 00052 | 4857496 | NB | D | A/P ENTIRE | 2003-10-23 | 1-2-3 FAMILY | 409 | [6 empty] | Y | X | [12 empty] | Nolan Lau | PE | 0055604 | Y | 2003-10-23 | 2003-10-23 | 2003-10-23 | 0 | 0 | 0 | 0 | 0 | STANDARD | 0 |  |  | 0 | 0 | 0 | 0 | 0
401720483 | 02 | QUEENS | 94-21 | 90 AVENUE | 08975 | 00053 | 4857497 | NB | D | A/P ENTIRE | 2003-10-23 | 1-2-3 FAMILY | 409 | [6 empty] | Y | X | [12 empty] | Nolan Lau | PE | 0055604 | Y | 2003-10-23 | 2003-10-23 | 2003-10-23 | 0 | 0 | 0 | 0 | 0 | STANDARD | 0 |  |  | 0 | 0 | 0 | 0 | 0
401720492 | 02 | QUEENS | 94-23 | 90 AVENUE | 08975 | 00054 | 4857498 | NB | D | A/P ENTIRE | 2003-10-23 | 1-2-3 FAMILY | 409 | [6 empty] | Y | X | [12 empty] | Nolan Lau | PE | 0055604 | Y | 2003-10-23 | 2003-10-23 | 2003-10-23 | 0 | 0 | 0 | 0 | 0 | STANDARD | 0 |  |  | 0 | 0 | 0 | 0 | 0
401720508 | 02 | QUEENS | 93-04 | 90 AVENUE | 08975 | 00040 | 4857499 | NB | D | A/P ENTIRE | 2003-10-23 | 1-2-3 FAMILY | 409 | [6 empty] | Y | [10 empty] | X |  |  | Leo D Fakler | RA | 0007721 | Y | 2003-10-23 | 2003-10-23 | 2003-10-23 | 0 | 0 | 0 | 0 | 145 | STANDARD | 0 |  |  | 0 | 0 | 0 | 0 | 0
401720508 | 03 | QUEENS | 93-04 | 90 AVENUE | 08975 | 00040 | 4857499 | NB | D | A/P ENTIRE | 2003-10-23 | 1-2-3 FAMILY | 409 | [6 empty] | Y | X | [12 empty] | Nolan Lau | PE | 0055604 | Y | 2003-10-23 | 2003-10-23 | 2003-10-23 | 0 | 0 | 0 | 0 | 0 | STANDARD | 0 |  |  | 0 | 0 | 0 | 0 | 0
401720517 | 02 | QUEENS | 93-06 | 90 AVENUE | 08975 | 00039 | 4857500 | NB | D | A/P ENTIRE | 2003-10-23 | 1-2-3 FAMILY | 409 | [6 empty] | Y | X | [12 empty] | Nolan Lau | PE | 0055604 | Y | 2003-10-23 | 2003-10-23 | 2003-10-23 | 0 | 0 | 0 | 0 | 0 | STANDARD | 0 |  |  | 0 | 0 | 0 | 0 | 0
401720526 | 02 | QUEENS | 93-10 | 90 AVENUE | 08975 | 00038 | 4857501 | NB | D | A/P ENTIRE | 2003-10-23 | 1-2-3 FAMILY | 409 | [6 empty] | Y | X | [12 empty] | Nolan Lau | PE | 0055604 | Y | 2003-10-23 | 2003-10-23 | 2003-10-23 | 0 | 0 | 0 | 0 | 0 | STANDARD | 0 |  |  | 0 | 0 | 0 | 0 | 0
401720535 | 02 | QUEENS | 93-12 | 90 AVENUE | 08975 | 00037 | 4857502 | NB | D | A/P ENTIRE | 2003-10-23 | 1-2-3 FAMILY | 409 | [6 empty] | Y | X | [12 empty] | Nolan Lau | PE | 0055604 | Y | 2003-10-23 | 2003-10-23 | 2003-10-23 | 0 | 0 | 0 | 0 | 0 | STANDARD | 0 |  |  | 0 | 0 | 0 | 0 | 0
401720544 | 02 | QUEENS | 93-16 | 90 AVENUE | 08975 | 00036 | 4857503 | NB | D | A/P ENTIRE | 2003-10-23 | 1-2-3 FAMILY | 409 | [6 empty] | Y | X | [12 empty] | Nolan Lau | PE | 0055604 | Y | 2003-10-23 | 2003-10-23 | 2003-10-23 | 0 | 0 | 0 | 0 | 0 | STANDARD | 0 |  |  | 0 | 0 | 0 | 0 | 0
401720553 | 02 | QUEENS | 93-18 | 90 AVENUE | 08975 | 00035 | 4857504 | NB | D | A/P ENTIRE | 2003-10-23 | 1-2-3 FAMILY | 409 | [6 empty] | Y | X | [12 empty] | Nolan Lau | PE | 0055604 | Y | 2003-10-23 | 2003-10-23 | 2003-10-23 | 0 | 0 | 0 | 0 | 0 | STANDARD | 0 |  |  | 0 | 0 | 0 | 0 | 0
401720562 | 02 | QUEENS | 94-04 | 90 AVENUE | 08975 | 00034 | 4857505 | NB | D | A/P ENTIRE | 2003-10-23 | 1-2-3 FAMILY | 409 | [6 empty] | Y | X | [12 empty] | Nolan Lau | PE | 0055604 | Y | 2003-10-23 | 2003-10-23 | 2003-10-23 | 0 | 0 | 0 | 0 | 0 | STANDARD | 0 |  |  | 0 | 0 | 0 | 0 | 0
401720571 | 02 | QUEENS | 94-06 | 90 AVENUE | 08975 | 00033 | 4857506 | NB | D | A/P ENTIRE | 2003-10-23 | 1-2-3 FAMILY | 409 | [6 empty] | Y | X | [12 empty] | Nolan Lau | PE | 0055604 | Y | 2003-10-23 | 2003-10-23 | 2003-10-23 | 0 | 0 | 0 | 0 | 0 | STANDARD | 0 |  |  | 0 | 0 | 0 | 0 | 0
401720580 | 02 | QUEENS | 94-10 | 90 AVENUE | 08975 | 00032 | 4857507 | NB | D | A/P ENTIRE | 2003-10-23 | 1-2-3 FAMILY | 409 | [6 empty] | Y | X | [12 empty] | Nolan Lau | PE | 0055604 | Y | 2003-10-23 | 2003-10-23 | 2003-10-23 | 0 | 0 | 0 | 0 | 0 | STANDARD | 0 |  |  | 0 | 0 | 0 | 0 | 0
401720599 | 02 | QUEENS | 94-12 | 90 AVENUE | 08975 | 00031 | 4857508 | NB | D | A/P ENTIRE | 2003-10-23 | 1-2-3 FAMILY | 409 | [6 empty] | Y | X | [12 empty] | Nolan Lau | PE | 0055604 | Y | 2003-10-23 | 2003-10-23 | 2003-10-23 | 0 | 0 | 0 | 0 | 0 | STANDARD | 0 |  |  | 0 | 0 | 0 | 0 | 0
401720606 | 02 | QUEENS | 94-20 | 90 AVENUE | 08975 | 00029 | 4857509 | NB | D | A/P ENTIRE | 2003-10-23 | 1-2-3 FAMILY | 409 | [6 empty] | Y | X | [12 empty] | Nolan Lau | PE | 0055604 | Y | 2003-10-23 | 2003-10-23 | 2003-10-23 | 0 | 0 | 0 | 0 | 0 | STANDARD | 0 |  |  | 0 | 0 | 0 | 0 | 0
401720615 | 02 | QUEENS | 94-22 | 90 AVENUE | 08975 | 00028 | 4857510 | NB | D | A/P ENTIRE | 2003-10-23 | 1-2-3 FAMILY | 409 | [6 empty] | Y | X | [12 empty] | Nolan Lau | PE | 0055604 | Y | 2003-10-23 | 2003-10-23 | 2003-10-23 | 0 | 0 | 0 | 0 | 0 | STANDARD | 0 |  |  | 0 | 0 | 0 | 0 | 0
401744476 | 01 | QUEENS | 32-38 | 100 STREET | 01429 | 00026 | 4035105 | NB | F | ASSIGNED TO P/E | 2003-10-24 | 1-2-3 FAMILY | 403 | [6 empty] | Y | X | [7 empty] | X |  | X | X | CONSTRUCTION | DAVID NAGAN | RA | 0205411 |  | 2003-10-23 | 2003-10-23 | 2003-10-23 | 2003-10-24 | 0 | 0 | 0 | 740.8 | STANDARD | 4160 |  |  | 0 | 0 | 3 | 28 | 3 |  |  | J-0 | R5 |  |  |  | INDIVIDUAL |  | DAVID COHEN | SHILAT ENTERPRISES | 144-46 71 STREET | FLUSHING NY 11367 | 9176737207
401720624 | 02 | QUEENS | 95-04 | 90 AVENUE | 08975 | 00027 | 4857511 | NB | D | A/P ENTIRE | 2003-10-23 | 1-2-3 FAMILY | 409 | [6 empty] | Y | X | [12 empty] | Nolan Lau | PE | 0055604 | Y | 2003-10-23 | 2003-10-23 | 2003-10-23 | 0 | 0 | 0 | 0 | 0 | STANDARD | 0 |  |  | 0 | 0 | 0 | 0 | 0
401720704 | 02 | QUEENS | 93-09 | 91 AVENUE | 08975 | 00004 | 4857475 | NB | P | APPROVED | 2003-10-23 | 1-2-3 FAMILY | 409 | [6 empty] | Y | [10 empty] | X |  |  | Leo D Fakler | RA | 0007721 | Y | 2003-10-23 | 2003-10-23 | 2003-10-23 | 0 | 0 | 0 | 0 | 121 | STANDARD | 0 |  |  | 0 | 0 | 0 | 0 | 0
401720633 | 02 | QUEENS | 95-06 | 90 AVENUE | 08975 | 00026 | 4857512 | NB | D | A/P ENTIRE | 2003-10-23 | 1-2-3 FAMILY | 409 | [6 empty] | Y | X | [12 empty] | Nolan Lau | PE | 0055604 | Y | 2003-10-23 | 2003-10-23 | 2003-10-23 | 0 | 0 | 0 | 0 | 0 | STANDARD | 0 |  |  | 0 | 0 | 0 | 0 | 0
401743645 | 01 | QUEENS | 83-38 | DONGAN AVENUE | 01545 | 00024 | 4038696 | NB | D | A/P ENTIRE | 2003-10-24 | OTHER | 404 | [6 empty] | Y | X | [7 empty] | X |  | X | X | GC | Jorge L Bosch | RA | 0028697 |  | 2003-10-22 | 2003-10-24 | 2003-10-24 | 0 | 0 | 0 | 0 | 1294.86 | STANDARD | 3936 |  |  | 0 | 0 | 3 | 30 | 4 |  |  | J-0 | R5 |  |  |  | INDIVIDUAL |  | Maria Mendoza | N/A | 83-38 Dongan avenue | Elmhurst NY 11373 | 7186724596
401743850 | 01 | QUEENS | 140-39 | COOMBS STREET |  |  | 4857341 | NB | D | A/P ENTIRE | 2003-10-24 | 1-2-3 FAMILY | 412 | [6 empty] | Y | X | [7 empty] | X |  | X | X | GC | Luis C Wong | PE | 0072803 |  | 2003-10-23 | 2003-10-24 | 2003-10-24 | 0 | 0 | 0 | 0 | 558.7 | STANDARD | 2620 |  |  | 0 | 0 | 2 | 21 | 2 |  |  | J-3 | R3-2 |  |  |  | CORPORATE |  | Boaz Smolarchik | Springfield Estates LLC | 87-20 139th Street | Briarwood NY 11435 | 7182060550
401743967 | 01 | QUEENS | 140-29 | COOMBS STREET |  |  | 4857719 | NB | D | A/P ENTIRE | 2003-10-24 | 1-2-3 FAMILY | 412 | [6 empty] | Y | X | [7 empty] | X |  | X | X | GC | Luis C Wong | PE | 0072803 |  | 2003-10-23 | 2003-10-24 | 2003-10-24 | 0 | 0 | 0 | 0 | 558.7 | STANDARD | 2620 |  |  | 0 | 0 | 2 | 21 | 2 |  |  | J-3 | R3-2 |  |  |  | CORPORATE |  | Boaz Smolarchik | Springfield Estates LLC | 87-20 139th Street | Briarwood NY 11435 | 7182060550
401743994 | 01 | QUEENS | 140-27 | COOMBS STREET |  |  | 4857720 | NB | D | A/P ENTIRE | 2003-10-24 | 1-2-3 FAMILY | 412 | [6 empty] | Y | X | [7 empty] | X |  | X | X | GC | Luis C Wong | PE | 0072803 |  | 2003-10-23 | 2003-10-24 | 2003-10-24 | 0 | 0 | 0 | 0 | 558.7 | STANDARD | 2620 |  |  | 0 | 0 | 2 | 21 | 2 |  |  | J-3 | R3-2 |  |  |  | CORPORATE |  | Boaz Smolarchik | Springfield Estates LLC | 87-20 139th Street | Briarwood NY 11435 | 7182060550
401743985 | 01 | QUEENS | 140-41 | COOMBS STREET |  |  | 4857340 | NB | D | A/P ENTIRE | 2003-10-24 | 1-2-3 FAMILY | 412 | [6 empty] | Y | X | [7 empty] | X |  | X | X | GC | Luis C Wong | PE | 0072803 |  | 2003-10-23 | 2003-10-24 | 2003-10-24 | 0 | 0 | 0 | 0 | 564.7 | STANDARD | 2620 |  |  | 0 | 0 | 2 | 21 | 2 |  |  | J-3 | R3-2 |  |  |  | CORPORATE |  | Boaz Smolarchik | Springfield Estates LLC | 87-20 139th Street | Briarwood NY 11435 | 7182060550
401744029 | 01 | QUEENS | 140-15 | COOMBS STREET |  |  | 4857351 | NB | D | A/P ENTIRE | 2003-10-24 | 1-2-3 FAMILY | 412 | [6 empty] | Y | X | [7 empty] | X |  | X | X | GC | Luis C Wong | PE | 0072803 |  | 2003-10-23 | 2003-10-24 | 2003-10-24 | 0 | 0 | 0 | 0 | 564.7 | STANDARD | 2620 |  |  | 0 | 0 | 2 | 21 | 2 |  |  | J-3 | R3-2 |  |  |  | CORPORATE |  | Boaz Smolarchik | Springfield Estates LLC | 87-20 139th Street | Briarwood NY 11435 | 7182060550
401744038 | 01 | QUEENS | 140-17 | COOMBS STREET |  |  | 4857350 | NB | D | A/P ENTIRE | 2003-10-24 | 1-2-3 FAMILY | 412 | [6 empty] | Y | X | [7 empty] | X |  | X | X | GC | Luis C Wong | PE | 0072803 |  | 2003-10-23 | 2003-10-24 | 2003-10-24 | 0 | 0 | 0 | 0 | 558.7 | STANDARD | 2620 |  |  | 0 | 0 | 2 | 21 | 2 |  |  | J-3 | R3-2 |  |  |  | CORPORATE |  | Boaz Smolarchik | Springfield Estates LLC | 87-20 139th Street | Briarwood NY 11435 | 7182060550
401744047 | 01 | QUEENS | 140-21 | COOMBS STREET |  |  | 4857348 | NB | D | A/P ENTIRE | 2003-10-24 | 1-2-3 FAMILY | 412 | [6 empty] | Y | X | [7 empty] | X |  | X | X | GC | Luis C Wong | PE | 0072803 |  | 2003-10-23 | 2003-10-24 | 2003-10-24 | 0 | 0 | 0 | 0 | 558.7 | STANDARD | 2620 |  |  | 0 | 0 | 2 | 21 | 2 |  |  | J-3 | R3-2 |  |  |  | CORPORATE |  | Boaz Smolarchik | Springfield Estates LLC | 87-20 139th Street | Briarwood NY 11435 | 7182060550
401744056 | 01 | QUEENS | 140-23 | COOMBS STREET |  |  | 4857347 | NB | D | A/P ENTIRE | 2003-10-24 | 1-2-3 FAMILY | 412 | [6 empty] | Y | X | [7 empty] | X |  | X | X | GC | Luis C Wong | PE | 0072803 |  | 2003-10-23 | 2003-10-24 | 2003-10-24 | 0 | 0 | 0 | 0 | 558.7 | STANDARD | 2620 |  |  | 0 | 0 | 2 | 21 | 2 |  |  | J-3 | R3-2 |  |  |  | CORPORATE |  | Boaz Smolarchik | Springfield Estates LLC | 87-20 139th Street | Briarwood NY 11435 | 7182060550
401744065 | 01 | QUEENS | 140-33 | COOMBS STREET |  |  | 4857344 | NB | D | A/P ENTIRE | 2003-10-24 | 1-2-3 FAMILY | 412 | [6 empty] | Y | X | [7 empty] | X |  | X | X | GC | Luis C Wong | PE | 0072803 |  | 2003-10-23 | 2003-10-24 | 2003-10-24 | 0 | 0 | 0 | 0 | 558.7 | STANDARD | 2620 |  |  | 0 | 0 | 2 | 21 | 2 |  |  | J-3 | R3-2 |  |  |  | CORPORATE |  | Boaz Smolarchik | Springfield Estates LLC | 87-20 139th Street | Briarwood NY 11435 | 7182060550
401744403 | 01 | QUEENS | 132-37 | 41 ROAD | 05039 | 00046 | 4114193 | NB | D | A/P ENTIRE | 2003-10-24 | OTHER | 407 | [6 empty] | Y | X | [7 empty] | X |  |  | X | GC | Jon Yung | RA | 0029519 |  | 2003-10-24 | 2003-10-24 | 2003-10-24 | 0 | 0 | 0 | 0 | 4850.24 | STANDARD | 18489 |  |  | 0 | 0 | 6 | 60 | 9 |  |  | J-2 | R6 |  |  |  | CORPORATE |  | Cheng Chao | Diamond Star development LLC | 35-28 Farrington Street, 1st FL | Flushing NY 11354 | 7183581226
401744797 | 01 | QUEENS | 105-08 | PRINCETON STREET |  |  | 4857741 | NB | D | A/P ENTIRE | 2003-10-24 | 1-2-3 FAMILY | 412 | [6 empty] | Y | X | [7 empty] | X |  | X | X | GC | Hansa Persaud | PE | 0073779 |  | 2003-10-24 | 2003-10-24 | 2003-10-24 | 0 | 0 | 0 | 0 | 663.44 | STANDARD | 3469 |  |  | 0 | 0 | 2 | 30 | 2 |  |  | J-3 | R4 |  |  |  | INDIVIDUAL |  | DHANCHAND MAHACE |  | 87-72 146 STREET | JAMAICA NY 11435 | 7182979050
500649444 | 01 | STATEN ISLAND | 545 | WESTWOOD AVENUE | 00764 | 00093 | 5857984 | NB | P | APPROVED | 2003-10-20 | 1-2-3 FAMILY | 502 | [7 empty] | X | [9 empty] | X | X | GC | FRANK R VACCARO | PE | 0041908 | Y | 2003-10-20 | 2003-10-20 | 2003-10-20 | 2003-10-20 | 2003-10-20 | 0 | 0 | 340.38 | STANDARD | 1809 |  |  | 0 | 0 | 2 | 21 | 1 | ONSITE |  | J-3 | R3-2 |  |  |  | INDIVIDUAL |  | STEVEN WORONA | N/A | 53 GLENWOOD AVE | STATEN ISLAND NY 10301 | 7187201627
500649435 | 01 | STATEN ISLAND | 549 | WESTWOOD AVENUE | 00764 | 00001 | 5019564 | NB | P | APPROVED | 2003-10-20 | 1-2-3 FAMILY | 502 | [7 empty] | X | [9 empty] | X | X | GC | FRANK A VACCARO | PE | 0041908 | Y | 2003-10-20 | 2003-10-20 | 2003-10-20 | 2003-10-20 | 2003-10-20 | 0 | 0 | 340.38 | STANDARD | 1809 |  |  | 0 | 0 | 2 | 21 | 1 | ONSITE |  | J-3 | R3-2 |  |  |  | INDIVIDUAL |  | STEVE WORONA | NA | 53 GLENWOOD AVENUE | STATEN ISLAND NY 10301 | 7187201627
500649426 | 01 | STATEN ISLAND | 547 | WESTWOOD AVENUE | 00764 | 00094 | 5857985 | NB | P | APPROVED | 2003-10-20 | 1-2-3 FAMILY | 502 | [7 empty] | X | [9 empty] | X | X | GC | FRANK VACCARO | PE | 0041908 | Y | 2003-10-20 | 2003-10-20 | 2003-10-20 | 2003-10-20 | 2003-10-20 | 0 | 0 | 340.38 | STANDARD | 1809 |  |  | 0 | 0 | 2 | 21 | 1 | ONSITE |  | J-3 | R3-2 |  |  |  | INDIVIDUAL |  | STEVE WORONA | N/A | 53 GLENWOOD AVENUE | SI NY 10301 | 7182701627
500649417 | 01 | STATEN ISLAND | 551 | WESTWOOD AVENUE | 00764 | 00001 | 5857983 | NB | P | APPROVED | 2003-10-20 | 1-2-3 FAMILY | 502 | [7 empty] | X | [9 empty] | X | X | GC | FRANK VACCARO | PE | 0041908 | Y | 2003-10-20 | 2003-10-20 | 2003-10-20 | 2003-10-20 | 2003-10-20 | 0 | 0 | 274.9 | STANDARD | 1246 |  |  | 0 | 0 | 2 | 21 | 1 | ONSITE |  | J-3 | R3-2 |  |  |  | INDIVIDUAL |  | STEVE WORONA | N/A | 53 GLENWOOD AVENUE | SI NY 10301 | 7182701627
500649792 | 01 | STATEN ISLAND | 21B | PEARSALL STREET | 03412 | 00196 | 5857912 | NB | Q | PERMIT-PARTIAL | 2003-10-24 | 1-2-3 FAMILY | 502 | [6 empty] | Y | X | [9 empty] | X | X | GC | DAVID L BUSINELLI | RA | 0025074 | Y | 2003-10-20 | 2003-10-20 | 2003-10-20 | 2003-10-21 | 2003-10-21 | 0 | 0 | 336.45 | STANDARD | 1801 |  |  | 0 | 0 | 2 | 25 | 1 | ONSITE |  | J-3 | R3-2 |  |  |  | INDIVIDUAL |  | IGOR FLEYSHMAKHER | N/A | 343 SAND LANE | STATEN ISLAND NY 10305 | 7188151336
500649809 | 01 | STATEN ISLAND | 21A | PEARSALL STREET | 03412 | 00296 | 5857911 | NB | Q | PERMIT-PARTIAL | 2003-10-24 | 1-2-3 FAMILY | 502 | [6 empty] | Y | X | [9 empty] | X | X | GC | DAVID L BUSINELLI | RA | 0025074 | Y | 2003-10-20 | 2003-10-20 | 2003-10-20 | 2003-10-21 | 2003-10-21 | 0 | 0 | 336.45 | STANDARD | 1801 |  |  | 0 | 0 | 2 | 25 | 1 | ONSITE |  | J-3 | R3-2 |  |  |  | INDIVIDUAL |  | IGOR FLEYSHMAKHER | N/A | 343 SAND LANE | STATEN ISLAND NY 10305 | 7188151336
500649818 | 01 | STATEN ISLAND | 21 | PEARSALL STREET | 03412 | 00096 | 5050455 | NB | Q | PERMIT-PARTIAL | 2003-10-24 | 1-2-3 FAMILY | 502 | [6 empty] | Y | X | [9 empty] | X | X | GC | DAVID L BUSINELLI | RA | 0025074 | Y | 2003-10-20 | 2003-10-20 | 2003-10-20 | 2003-10-22 | 2003-10-22 | 0 | 0 | 336.45 | STANDARD | 1801 |  |  | 0 | 0 | 2 | 25 | 1 | ONSITE |  | J-3 | R3-2 |  |  |  | INDIVIDUAL |  | IGOR FLEYSHMAKHER | N/A | 343 SAND LANE | STATEN ISLAND NY 10305 | 7188151336
500649364 | 01 | STATEN ISLAND | 24 | CALVANICO LANE | 02610 | 00267 | 5856269 | NB | P | APPROVED | 2003-10-21 | 1-2-3 FAMILY | 502 | [7 empty] | X | [10 empty] | X | GC | PETER CALVANICO | PE | 0070793 | Y | 2003-10-20 | 2003-10-21 | 2003-10-21 | 2003-10-21 | 2003-10-21 | 0 | 0 | 204.57 | STANDARD | 1759 |  |  | 0 | 0 | 2 | 23 | 1 | ONSITE |  | J-3 | R3-2 | M1-1 |  |  | INDIVIDUAL |  | MICHAEL MENICUCCI | PRAND CORP- C/O MENICUCCI & ASSO | 26 DUMONT AVENUE | STATEN ISLAND NY 10305 | 7186679090
500649836 | 01 | STATEN ISLAND | 40 | GLENDALE AVENUE | 03194 | 00061 | 5047038 | NB | D | A/P ENTIRE | 2003-10-21 | 1-2-3 FAMILY | 502 | [6 empty] | Y | X | [7 empty] | X |  | X | X | GC | STEVEN R SAVINO | RA | 0025259 |  | 2003-10-20 | 2003-10-21 | 2003-10-21 | 0 | 0 | 0 | 0 | 766.71 | STANDARD | 4228 |  |  | 0 | 0 | 2 | 21 | 1 |  |  | J-3 | R2 |  |  |  | INDIVIDUAL |  | MICHAEL MIRANDA | N/A | 25 WEST CASTOR PLACE | STATEN ISLAND NY 10312 | 7189663435
500649863 | 01 | STATEN ISLAND | 32 | CALVANICO LANE | 02610 | 00270 | 5856265 | NB | P | APPROVED | 2003-10-22 | 1-2-3 FAMILY | 502 | [7 empty] | X | [10 empty] | X | GC | PETER CALVANICO | PE | 0070793 | Y | 2003-10-20 | 2003-10-21 | 2003-10-21 | 2003-10-22 | 2003-10-22 | 0 | 0 | 204.57 | STANDARD | 1759 |  |  | 0 | 0 | 2 | 22 | 1 | ONSITE |  | J-3 | R3-2 | M1-1 |  |  | INDIVIDUAL |  | MICHAEL MENICUCCI | PRAND CORP- C/O MENICUCCI & ASSC | 26 DUMONT AVENUE | STATEN ISLAND NY 10305 | 7186679090
500649872 | 01 | STATEN ISLAND | 30 | CALVANICO LANE | 02610 | 00270 | 5856266 | NB | P | APPROVED | 2003-10-21 | 1-2-3 FAMILY | 502 | [7 empty] | X | [9 empty] | X | X | GC | PETER CALVANICO | PE | 0070793 | Y | 2003-10-20 | 2003-10-21 | 2003-10-21 | 2003-10-21 | 2003-10-21 | 0 | 0 | 340.57 | STANDARD | 1759 |  |  | 0 | 0 | 2 | 23 | 1 | ONSITE |  | J-3 | R3-2 | M1-1 |  |  | INDIVIDUAL |  | MICHAEL MENICUCCI | PRAND, CORP.-C/O MENICUCCI & ASS | 26 DUMONT AVENUE | SI NY 10305 | 7186679090
500650002 | 01 | STATEN ISLAND | 78 | BOYD STREET | 00522 | 00082 | 5857775 | NB | P | APPROVED | 2003-10-22 | 1-2-3 FAMILY | 501 | [6 empty] | Y | X | [7 empty] | X |  | X | X | GC | Richard L Moss | RA | 0015451 | Y | 2003-10-21 | 2003-10-21 | 2003-10-21 | 2003-10-22 | 2003-10-22 | 0 | 0 | 492.76 | STANDARD | 2053 |  |  | 0 | 0 | 3 | 21 | 2 | ONSITE |  | J-3 | R3-2 |  |  |  | INDIVIDUAL |  | Lori Martinelli | N/A | 77 Nicolosi Drive | Staten Island NY 10312 | 7186058576
500650039 | 01 | STATEN ISLAND | 80A | BOYD STREET | 00522 | 00084 | 5857776 | NB | P | APPROVED | 2003-10-22 | 1-2-3 FAMILY | 501 | [6 empty] | Y | X | [9 empty] | X | X | GC | Richard L Moss | RA | 0015451 | Y | 2003-10-21 | 2003-10-21 | 2003-10-21 | 2003-10-22 | 2003-10-22 | 0 | 0 | 365.76 | STANDARD | 2053 |  |  | 0 | 0 | 3 | 21 | 2 | ONSITE |  | J-3 | R3-2 |  |  |  | INDIVIDUAL |  | Lori Martinelli | N/A | 77 Nicolosi Drive | Staten Island NY 10312 | 7186058576
500650020 | 01 | STATEN ISLAND | 80 | BOYD STREET | 00522 | 00082 | 5013720 | NB | P | APPROVED | 2003-10-22 | 1-2-3 FAMILY | 501 | [6 empty] | Y | X | [9 empty] | X | X | GC | Richard L Moss | RA | 0015451 | Y | 2003-10-21 | 2003-10-21 | 2003-10-21 | 2003-10-22 | 2003-10-22 | 0 | 0 | 362.76 | STANDARD | 2053 |  |  | 0 | 0 | 3 | 21 | 2 | ONSITE |  | J-3 | R3-2 |  |  |  | INDIVIDUAL |  | Lori Martinelli | N/A | 77 Nicolosi Drive | Staten Island NY 10312 | 7186058576
500649355 | 01 | STATEN ISLAND | 28 | CALVANICO LANE | 02610 | 00130 | 5856267 | NB | P | APPROVED | 2003-10-22 | 1-2-3 FAMILY | 502 | [7 empty] | X | [10 empty] | X | GC | PETER J CALVANICO, P.E | PE | 0070793 | Y | 2003-10-20 | 2003-10-21 | 2003-10-22 | 2003-10-22 | 2003-10-22 | 0 | 0 | 204.57 | STANDARD | 1759 |  |  | 0 | 0 | 2 | 23 | 1 | ONSITE |  | J-3 | R3-2 |  |  |  | INDIVIDUAL |  | MICHAEL MENICUCCI | PRAND CORP C/O MENICUCCI & ASSOC | 26 DUMONT AVE | STATEN ISLAND NY 10305 | 7186679090
500649783 | 01 | STATEN ISLAND | 26 | CALVANICO LANE | 02610 | 00131 | 5856268 | NB | P | APPROVED | 2003-10-22 | 1-2-3 FAMILY | 502 | [7 empty] | X | [9 empty] | X | X | GC | PETER J CALVANICO, P.E | PE | 0070793 | Y | 2003-10-20 | 2003-10-21 | 2003-10-22 | 2003-10-22 | 2003-10-22 | 0 | 0 | 340.57 | STANDARD | 1759 |  |  | 0 | 0 | 2 | 23 | 1 | ONSITE |  | J-3 | R3-2 | M1-1 |  |  | INDIVIDUAL |  | MICHAEL MENICUCCU | PRAND CORP- C/O MENICUCCI & ASSO | 26 DUMONT AVENUE | STATEN ISLAND NY 10305 | 7186679090
500649881 | 01 | STATEN ISLAND | 22 | CALVANICO LANE | 02610 | 00133 | 5856270 | NB | P | APPROVED | 2003-10-22 | 1-2-3 FAMILY | 502 | [7 empty] | X | [9 empty] | X | X | GC | PETER J CALVANICO, P.E | PE | 0070793 | Y | 2003-10-20 | 2003-10-21 | 2003-10-22 | 2003-10-22 | 2003-10-22 | 0 | 0 | 340.57 | STANDARD | 1759 |  |  | 0 | 0 | 2 | 23 | 1 | ONSITE |  | J-3 | R3-2 | M1-1 |  |  | INDIVIDUAL |  | MICHAEL MENICUCCI | PRAND CORP-C/O MENICUCCI & ASSOC | 26 DUMONT AVENUE | STATEN ISLAND NY 10305 | 7186679090
500624069 | 01 | STATEN ISLAND | 198 | CHELSEA STREET | 07911 | 00034 | 5857819 | NB | P | APPROVED | 2003-10-22 | 1-2-3 FAMILY | 503 | [7 empty] | X | [9 empty] | X | X | GC | RUDOLF BENDEDA | RA | 0013184 | Y | 2003-10-21 | 2003-10-22 | 2003-10-22 | 2003-10-22 | 2003-10-22 | 0 | 0 | 480.99 | STANDARD | 3018 |  |  | 0 | 0 | 2 | 21 | 1 | ONSITE |  | J-3 | R3A |  |  |  | CORPORATE |  | OZZIE HOYDAL | H & H CONSTRUCTION CORP. | 401 BLOOMINGDALE ROAD | STATEN ISLAND NY 10309 | 7186089424
500650538 | 01 | STATEN ISLAND | 10 | CALVANICO LANE | 02610 | 00017 | 5856276 | NB | P | APPROVED | 2003-10-22 | 1-2-3 FAMILY | 502 | [7 empty] | X | [9 empty] | X | X | GC | PETER CALVANICO | PE | 0070793 | Y | 2003-10-21 | 2003-10-22 | 2003-10-22 | 2003-10-22 | 2003-10-22 | 0 | 0 | 340.57 | STANDARD | 1759 |  |  | 0 | 0 | 2 | 22 | 0 | ONSITE |  | J-3 | R3-2 | M1-1 |  |  | INDIVIDUAL |  | MICHAEL MENICUCCI | PRAND CORP-C/O MENICUCCI & ASSOC | 26 DUMONT AVENUE | STATEN ISLAND NY 10305 | 7186679090
500567424 | 01 | STATEN ISLAND | 23 | PARISH AVENUE | 02772 | 00075 | 5857861 | NB | P | APPROVED | 2003-10-22 | 1-2-3 FAMILY | 502 | [6 empty] | Y | X | [9 empty] | X | X | GC | EDWARD LAURIA | PE | 0039026 | Y | 2003-10-22 | 2003-10-22 | 2003-10-22 | 2003-10-22 | 2003-10-22 | 0 | 0 | 331.38 | STANDARD | 1680 |  |  | 0 | 0 | 3 | 21 | 2 | ONSITE |  | J-3 | R3-2 |  |  |  | INDIVIDUAL |  | THOMAS SPINELLI | N/A | 417 Ocean Terrace | Staten Island NY 10301 | 7188165050
500567433 | 01 | STATEN ISLAND | 21 | PARISH AVENUE | 02772 | 00074 | 5857860 | NB | P | APPROVED | 2003-10-22 | 1-2-3 FAMILY | 502 | [6 empty] | Y | X | [10 empty] | X | GC | EDWARD LAURIA | PE | 0039026 | Y | 2003-10-22 | 2003-10-22 | 2003-10-22 | 2003-10-22 | 2003-10-22 | 0 | 0 | 231.9 | STANDARD | 1994 |  |  | 0 | 0 | 3 | 21 | 2 | ONSITE |  | J-3 | R3-2 |  |  |  | INDIVIDUAL |  | THOMAS SPINELLI | N/A | 417 Ocean Terrace | Staten Island NY 10301 | 7188165050
500650262 | 01 | STATEN ISLAND | 317 | POULTNEY STREET | 03744 | 00056 | 5054396 | NB | D | A/P ENTIRE | 2003-10-22 | 1-2-3 FAMILY | 502 | [7 empty] | X | [9 empty] | X | X | GC | VINCENT MACDERMOT | RA | 0078952 |  | 2003-10-22 | 2003-10-22 | 2003-10-22 | 0 | 0 | 0 | 0 | 375.97 | STANDARD | 2115 |  |  | 0 | 0 | 2 | 29 | 1 |  |  | J-3 | R3-2 |  |  |  | INDIVIDUAL |  | WILLIAM CALCAGNI | NA | 150 W. CERDARVIEW AVENUE | STATEN ISLAND NY 10306 | 7189790705
500650271 | 01 | STATEN ISLAND | 321 | POULTNEY STREET | 03744 | 00057 | 5857986 | NB | D | A/P ENTIRE | 2003-10-22 | 1-2-3 FAMILY | 502 | [7 empty] | X | [9 empty] | X | X | GC | VINCENT MACDERMOT | RA | 0078952 |  | 2003-10-22 | 2003-10-22 | 2003-10-22 | 0 | 0 | 0 | 0 | 369.97 | STANDARD | 2115 |  |  | 0 | 0 | 2 | 29 | 1 |  |  | J-3 | R3-2 |  |  |  | INDIVIDUAL |  | WILLIAM CALCAGNI | N/A | 150 W.CEDARVIEW AVENUE | SI NY 10306 | 7189790705
500650280 | 01 | STATEN ISLAND | 325 | POULTNEY STREET | 03744 | 00059 | 5857987 | NB | D | A/P ENTIRE | 2003-10-22 | 1-2-3 FAMILY | 502 | [7 empty] | X | [9 empty] | X | X | GC | VINCENT MACDERMOT | RA | 0078952 |  | 2003-10-22 | 2003-10-22 | 2003-10-22 | 0 | 0 | 0 | 0 | 366.97 | STANDARD | 2115 |  |  | 0 | 0 | 2 | 29 | 1 |  |  | J-3 | R3-2 |  |  |  | INDIVIDUAL |  | WILLIAM CALCAGNI | N/A | 150 W. CEDARVIEW AVENUE | SI NY 10306 | 7189790705
500650529 | 01 | STATEN ISLAND | 50 | CALVANICO LANE | 02610 | 00274 | 5856257 | NB | P | APPROVED | 2003-10-23 | 1-2-3 FAMILY | 502 | [7 empty] | X | [9 empty] | X | X | GC | PETER CALVANICO | PE | 0070793 | Y | 2003-10-21 | 2003-10-22 | 2003-10-23 | 2003-10-23 | 2003-10-23 | 0 | 0 | 340.57 | STANDARD | 1759 |  |  | 0 | 0 | 2 | 23 | 1 | ONSITE |  | J-3 | R3-2 | M1-1 |  |  | INDIVIDUAL |  | MICHAEL MENICUCI | PRAND,CORP. - C/O MENICUCCI & AS | 26 DUMONT AVENUE | SI NY 10305 | 7186679090
500650547 | 01 | STATEN ISLAND | 52 | CALVANICO LANE | 02610 | 00274 | 5856255 | NB | P | APPROVED | 2003-10-23 | 1-2-3 FAMILY | 502 | [7 empty] | X | [10 empty] | X | GC | PETER CALVANICO | PE | 0070793 | Y | 2003-10-21 | 2003-10-22 | 2003-10-23 | 2003-10-23 | 2003-10-23 | 0 | 0 | 204.57 | STANDARD | 1759 |  |  | 0 | 0 | 2 | 23 | 1 | ONSITE |  | J-3 | R3-2 | M1-1 |  |  | INDIVIDUAL |  | MICHAEL MENICUCCI | PRAND CORP C/O MENICCUCCI & ASSO | 26 DOUMONT AVE | STATEN ISLAND NY 10305 | 7186679090
500650798 | 01 | STATEN ISLAND | 127 | HENDRICKS AVENUE | 00045 | 00039 | 5808756 | NB | P | APPROVED | 2003-10-23 | 1-2-3 FAMILY | 501 | [7 empty] | X | [9 empty] | X | X | GC | RONALD VICTORIO | RA | 0017206 | Y | 2003-10-22 | 2003-10-22 | 2003-10-23 | 2003-10-23 | 2003-10-23 | 0 | 0 | 296.91 | STANDARD | 1461 |  |  | 0 | 0 | 2 | 28 | 2 | ONSITE |  | J-3 | R4 |  |  | H | CORPORATE |  | ANTHONY MAGGIO | A.J. HOLDING ENTERPRISES CORP. | 780 3RD. AVENUE-C2 LEVEL | NY NY 10017 | 2123718888
500650761 | 01 | STATEN ISLAND | 125 | HENDRICKS AVENUE | 00045 | 00138 | 5857397 | NB | P | APPROVED | 2003-10-23 | 1-2-3 FAMILY | 501 | [7 empty] | X | [9 empty] | X | X | GC | RONALD VICTORIO | RA | 0017206 | Y | 2003-10-22 | 2003-10-22 | 2003-10-23 | 2003-10-23 | 2003-10-23 | 0 | 0 | 268.09 | STANDARD | 1239 |  |  | 0 | 0 | 2 | 29 | 2 | ONSITE |  | J-3 | R4 |  |  | H | CORPORATE |  | ANTHONY MAGGIO | A.J. HOLDING ENTERPRISES CORP | 780 3RD AVE C2 LEVEL | NEW YORK NY 10017 | 2123718888
500650770 | 01 | STATEN ISLAND | 123 | HENDRICKS AVENUE | 00045 | 00038 | 5808754 | NB | P | APPROVED | 2003-10-23 | 1-2-3 FAMILY | 501 | [17 empty] | X | X | GC | RONALD VICTORIO | RA | 0017206 | Y | 2003-10-22 | 2003-10-22 | 2003-10-23 | 2003-10-23 | 2003-10-23 | 0 | 0 | 265.09 | STANDARD | 1239 |  |  | 0 | 0 | 2 | 28 | 2 | ONSITE |  | J-3 | R4 |  |  | H | CORPORATE |  | ANTHONY MAGGIO | A.J. HOLDING ENTERPRISES CORP. | 780 3RD. AVENUE,- C2 LEVEL | NY NY 10017 | 2123718888
500650789 | 01 | STATEN ISLAND | 121 | HENDRICKS AVENUE | 00045 | 00037 | 5808752 | NB | P | APPROVED | 2003-10-23 | 1-2-3 FAMILY | 501 | [7 empty] | X | [7 empty] | X |  | X | X | GC | RONALD VICTORIO | RA | 0017206 | Y | 2003-10-22 | 2003-10-22 | 2003-10-23 | 2003-10-23 | 2003-10-23 | 0 | 0 | 426.91 | STANDARD | 1461 |  |  | 0 | 0 | 2 | 28 | 2 | ONSITE |  | J-3 | R4 |  |  | H | CORPORATE |  | ANTHONY MAGGIO | A.J.HOLDING ENTERPRISES CORP | 780 3RD.AVE C2 LEVEL | NEW YORK NY 10017 | 2123718888
500648276 | 01 | STATEN ISLAND | 175 | COLONY AVENUE | 03805 | 00044 | 5857183 | NB | P | APPROVED | 2003-10-24 | 1-2-3 FAMILY | 502 | [6 empty] | Y | X | [9 empty] | X | X | GC | Richard L Moss | RA | 0015451 | Y | 2003-10-23 | 2003-10-23 | 2003-10-23 | 2003-10-24 | 2003-10-24 | 0 | 0 | 335.48 | STANDARD | 1870 |  |  | 0 | 0 | 3 | 21 | 1 | ONSITE |  | J-3 | R3-2 |  |  |  | PARTNERSHIP |  | Andre Karpov | Olimpia Blvd. Developers LLC | 7501 15th Avenue | Brooklyn NY 11228 | 7186145206
500648212 | 01 | STATEN ISLAND | 988 | OLYMPIA BOULEVARD | 03805 | 00011 | 5857178 | NB | P | APPROVED | 2003-10-24 | 1-2-3 FAMILY | 502 | [6 empty] | Y | X | [9 empty] | X | X | GC | Richard L Moss | RA | 0015451 | Y | 2003-10-23 | 2003-10-23 | 2003-10-23 | 2003-10-24 | 2003-10-24 | 0 | 0 | 341.48 | STANDARD | 1870 |  |  | 0 | 0 | 3 | 21 | 1 | ONSITE |  | J-3 | R3-2 |  |  |  | PARTNERSHIP |  | Andre Karpov | Olimpia Blvd. Developers LLC | 7501 15th Avenue | Brooklyn NY 11228 | 7186145206
500648267 | 01 | STATEN ISLAND | 177 | COLONY AVENUE | 03805 | 00045 | 5857182 | NB | P | APPROVED | 2003-10-24 | 1-2-3 FAMILY | 502 | [6 empty] | Y | X | [9 empty] | X | X | GC | Richard L Moss | RA | 0015451 | Y | 2003-10-23 | 2003-10-23 | 2003-10-23 | 2003-10-24 | 2003-10-24 | 0 | 0 | 335.48 | STANDARD | 1870 |  |  | 0 | 0 | 3 | 21 | 1 | ONSITE |  | J-3 | R3-2 |  |  |  | PARTNERSHIP |  | Andre Karpov | Olimpia Blvd. Developers LLC | 7501 15th Avenue | Brooklyn NY 11228 | 7186145206
500648203 | 01 | STATEN ISLAND | 990 | OLYMPIA BOULEVARD | 03805 | 00011 | 5054667 | NB | P | APPROVED | 2003-10-24 | 1-2-3 FAMILY | 502 | [6 empty] | Y | X | [7 empty] | X |  | X | X | GC | Richard L Moss | RA | 0015451 | Y | 2003-10-23 | 2003-10-23 | 2003-10-23 | 2003-10-24 | 2003-10-24 | 0 | 0 | 539.7 | STANDARD | 2405 |  |  | 0 | 0 | 3 | 21 | 2 | ONSITE |  | J-3 | R3-2 |  |  |  | PARTNERSHIP |  | Andre Karpov | Olimpia Blvd. Developers LLC | 7501 15th Avenue | Brooklyn NY 11228 | 7186145206
500648221 | 01 | STATEN ISLAND | 986 | OLYMPIA BOULEVARD | 03805 | 00012 | 5054668 | NB | P | APPROVED | 2003-10-24 | 1-2-3 FAMILY | 502 | [6 empty] | Y | X | [9 empty] | X | X | GC | Richard L Moss | RA | 0015451 | Y | 2003-10-23 | 2003-10-23 | 2003-10-23 | 2003-10-24 | 2003-10-24 | 0 | 0 | 403.7 | STANDARD | 2405 |  |  | 0 | 0 | 3 | 21 | 2 | ONSITE |  | J-3 | R3-2 |  |  |  | PARTNERSHIP |  | Andre Karpov | Olimpia Blvd. Developers LLC | 7501 15th Avenue | Brooklyn NY 11228 | 7186145206
500650048 | 01 | STATEN ISLAND | 126 | TREADWELL AVENUE | 01088 | 00051 | 5857611 | NB | P | APPROVED | 2003-10-23 | 1-2-3 FAMILY | 501 | [6 empty] | Y | X | [9 empty] | X | X | GC | Richard L Moss | RA | 0015451 | Y | 2003-10-23 | 2003-10-23 | 2003-10-23 | 2003-10-23 | 2003-10-23 | 0 | 0 | 355.87 | STANDARD | 1968 |  |  | 0 | 0 | 3 | 25 | 2 | ONSITE |  | J-3 | R4 |  |  |  | INDIVIDUAL |  | Lori Martinelli | The Property Source, LLC | 360 Front Street | Staten Island NY 10304 | 9174164442
500650066 | 01 | STATEN ISLAND | 122 | TREADWELL AVENUE | 01088 | 00049 | 5857609 | NB | P | APPROVED | 2003-10-24 | 1-2-3 FAMILY | 501 | [6 empty] | Y | X | [7 empty] | X |  | X | X | GC | Richard L Moss | RA | 0015451 | Y | 2003-10-23 | 2003-10-23 | 2003-10-23 | 2003-10-24 | 2003-10-24 | 0 | 0 | 485.87 | STANDARD | 1968 |  |  | 0 | 0 | 3 | 25 | 2 | ONSITE |  | J-3 | R4 |  |  |  | INDIVIDUAL |  | Lori Martinelli | The Property Source, LLC | 360 Front Street | Staten Island NY 10304 | 9174164442
500650057 | 01 | STATEN ISLAND | 124 | TREADWELL AVENUE | 01088 | 00050 | 5857610 | NB | P | APPROVED | 2003-10-24 | 1-2-3 FAMILY | 501 | [6 empty] | Y | X | [9 empty] | X | X | GC | Richard L Moss | RA | 0015451 | Y | 2003-10-23 | 2003-10-23 | 2003-10-23 | 2003-10-24 | 2003-10-24 | 0 | 0 | 339.36 | STANDARD | 1826 |  |  | 0 | 0 | 3 | 25 | 1 | ONSITE |  | J-3 | R4 |  |  |  | INDIVIDUAL |  | Lori Martinelli | The Property Source, LLC | 360 Front Street | Staten Island NY 10304 | 9174164442
500648230 | 01 | STATEN ISLAND | 185 | COLONY AVENUE | 03805 | 00021 | 5857179 | NB | P | APPROVED | 2003-10-24 | 1-2-3 FAMILY | 502 | [6 empty] | Y | X | [7 empty] | X |  | X | X | GC | Richard L Moss | RA | 0015451 | Y | 2003-10-23 | 2003-10-23 | 2003-10-23 | 2003-10-24 | 2003-10-24 | 0 | 0 | 535.56 | STANDARD | 2421 |  |  | 0 | 0 | 3 | 21 | 2 | ONSITE |  | J-3 | R3-2 |  |  |  | PARTNERSHIP |  | Andre Karpov | Olimpia Blvd. Developers LLC | 7501 15th Avenue | Brooklyn NY 11228 | 7186145206
500648249 | 01 | STATEN ISLAND | 183 | COLONY AVENUE | 03805 | 00019 | 5857180 | NB | P | APPROVED | 2003-10-24 | 1-2-3 FAMILY | 502 | [6 empty] | Y | X | [9 empty] | X | X | GC | Richard L Moss | RA | 0015451 | Y | 2003-10-23 | 2003-10-23 | 2003-10-23 | 2003-10-24 | 2003-10-24 | 0 | 0 | 405.56 | STANDARD | 2421 |  |  | 0 | 0 | 3 | 21 | 2 | ONSITE |  | J-3 | R3-2 |  |  |  | PARTNERSHIP |  | Andre Karpov | Olimpia Blvd. Developers LLC | 7501 15th Avenue | Brooklyn NY 11228 | 7186145206
500650048 | 02 | STATEN ISLAND | 126 | TREADWELL AVENUE | 01088 | 00051 | 5857611 | NB | P | APPROVED | 2003-10-23 | 1-2-3 FAMILY | 501 | [6 empty] | Y | [11 empty] | X | Int St & San Dr | Carmine R Procassini | PE | 0040550 | Y | 2003-10-23 | 2003-10-23 | 2003-10-23 | 0 | 0 | 0 | 0 | 0 | STANDARD | 0 |  |  | 0 | 0 | 0 | 0 | 0 | [7 empty] | INDIVIDUAL |  | LORI MARTINELLI | THE PROPERTY SOURCE, LLC | 360 FRONT STREET | SI NY 10304 | 9174164442 | DESIGN OF INTERNAL STORM AND SUMMARY DRA INS.
500650057 | 02 | STATEN ISLAND | 124 | TREADWELL AVENUE | 01088 | 00050 | 5857610 | NB | P | APPROVED | 2003-10-24 | 1-2-3 FAMILY | 501 | [6 empty] | Y | [11 empty] | X | Int St & San Dr | Carmine R Procassini | PE | 0040550 | Y | 2003-10-23 | 2003-10-23 | 2003-10-23 | 0 | 0 | 0 | 0 | 0 | STANDARD | 0 |  |  | 0 | 0 | 0 | 0 | 0 | [14 empty] | DESIGN OF INTERNAL STORM & SANITARY DRAI NS.
500650066 | 02 | STATEN ISLAND | 122 | TREADWELL AVENUE |  |  | 5857609 | NB | P | APPROVED | 2003-10-24 | 1-2-3 FAMILY | 501 | [6 empty] | Y | [11 empty] | X | Int St & San Dr | Carmine R Procassini | PE | 0040550 | Y | 2003-10-23 | 2003-10-23 | 2003-10-23 | 0 | 0 | 0 | 0 | 0 | STANDARD | 0 |  |  | 0 | 0 | 0 | 0 | 0
500650379 | 01 | STATEN ISLAND | 44 | CALVANICO LANE | 02610 | 00274 | 5856260 | NB | P | APPROVED | 2003-10-24 | 1-2-3 FAMILY | 502 | [7 empty] | X | [10 empty] | X | GC | PETER CALVANICO | PE | 0070793 | Y | 2003-10-21 | 2003-10-23 | 2003-10-24 | 2003-10-24 | 2003-10-24 | 0 | 0 | 204.57 | STANDARD | 1759 |  |  | 0 | 0 | 2 | 23 | 1 | ONSITE |  | J-3 | R3-2 | M1-1 |  |  | INDIVIDUAL |  | MICHAEL MENICUCCI | PRAND, CORP.-C/O MENICUCCI & ASS | 26 DUMONT AVENUE | SI NY 10305 | 7186679090
500650397 | 01 | STATEN ISLAND | 16 | CALVANICO LANE | 02610 | 00262 | 5856273 | NB | P | APPROVED | 2003-10-24 | 1-2-3 FAMILY | 502 | [7 empty] | X | [10 empty] | X | GC | PETER CALVANICO | PE | 0070793 | Y | 2003-10-21 | 2003-10-23 | 2003-10-24 | 2003-10-24 | 2003-10-24 | 0 | 0 | 204.57 | STANDARD | 1759 |  |  | 0 | 0 | 2 | 23 | 1 | ONSITE |  | J-3 | R3-2 | M1-1 |  |  | INDIVIDUAL |  | MICHAEL MANICUCCI | PRAND CORP.C/O MENICUCCI & ASSOC | 26 DUMONT AVE | STATEN ISLAND NY 10305 | 7186679090
500650431 | 01 | STATEN ISLAND | 34 | CALVANICO LANE | 02610 | 00127 | 5856264 | NB | P | APPROVED | 2003-10-24 | 1-2-3 FAMILY | 502 | [7 empty] | X | [9 empty] | X | X | GC | PETER J CALVANICO, P.E | PE | 0070793 | Y | 2003-10-21 | 2003-10-23 | 2003-10-24 | 2003-10-24 | 2003-10-24 | 0 | 0 | 340.57 | STANDARD | 1759 |  |  | 0 | 0 | 2 | 23 | 1 | ONSITE |  | J-3 | R3-2 | M1-1 |  |  | INDIVIDUAL |  | MICHAEL MENICUCCI | PRAND CORP-C/O MENICUCCI & ASSOC | 26 DUMONT AVENUE | STATEN ISLAND NY 10305 | 7186679090
500650440 | 01 | STATEN ISLAND | 46 | CALVANICO LANE | 02610 | 00274 | 5856259 | NB | P | APPROVED | 2003-10-24 | 1-2-3 FAMILY | 502 | [7 empty] | X | [9 empty] | X | X | GC | PETER CALVANICO | PE | 0070793 | Y | 2003-10-21 | 2003-10-23 | 2003-10-24 | 2003-10-24 | 2003-10-24 | 0 | 0 | 340.57 | STANDARD | 1759 |  |  | 0 | 0 | 2 | 23 | 1 | ONSITE |  | J-3 | R3-2 | M1-1 |  |  | INDIVIDUAL |  | MICHAEL MENICUCCI | PRAND CORP-C/O MENICUCCI & ASSOC | 26 DUMONT | STATEN ISLAND NY 10305 | 7186679090
500650459 | 01 | STATEN ISLAND | 42 | CALVANICO LANE | 02610 | 00123 | 5856261 | NB | P | APPROVED | 2003-10-24 | 1-2-3 FAMILY | 502 | [7 empty] | X | [9 empty] | X | X | GC | PETER J CALVANICO, P.E | PE | 0070793 | Y | 2003-10-21 | 2003-10-23 | 2003-10-24 | 2003-10-24 | 2003-10-24 | 0 | 0 | 340.57 | STANDARD | 1759 |  |  | 0 | 0 | 2 | 23 | 1 | ONSITE |  | J-3 | R3-2 | M1-1 |  |  | INDIVIDUAL |  | MICHAEL MENICUCCI | PRAND CORP-C/O MENICUCCI & ASSOC | 26 DUMONT AVENUE | STATEN ISLAND NY 10305 | 7186679090
500650388 | 01 | STATEN ISLAND | 12 | CALVANICO LANE | 02610 | 00262 | 5856275 | NB | P | APPROVED | 2003-10-24 | 1-2-3 FAMILY | 502 | [7 empty] | X | [10 empty] | X | GC | PETER CALVANICO | PE | 0070793 | Y | 2003-10-21 | 2003-10-23 | 2003-10-24 | 2003-10-24 | 2003-10-24 | 0 | 0 | 204.57 | STANDARD | 1759 |  |  | 0 | 0 | 2 | 23 | 1 | ONSITE |  | J-3 | R3-2 |  |  |  | INDIVIDUAL |  | MICHAEL MENICUCCI | PRAND CORP-C/O MENICUCCI & ASSOC | 26 DUMONT AVENUE | STATEN ISLAND NY 10305 | 7186679090
500650477 | 01 | STATEN ISLAND | 18 | CALVANICO LANE | 02610 | 00135 | 5856272 | NB | P | APPROVED | 2003-10-24 | 1-2-3 FAMILY | 502 | [7 empty] | X | [9 empty] | X | X | GC | PETER J CALVANICO, P.E | PE | 0070793 | Y | 2003-10-21 | 2003-10-23 | 2003-10-24 | 2003-10-24 | 2003-10-24 | 0 | 0 | 340.57 | STANDARD | 1759 |  |  | 0 | 0 | 2 | 23 | 1 | ONSITE |  | J-3 | R3-2 | M1-1 |  |  | INDIVIDUAL |  | MICHAEL MENICUCCI | PRAND CORP-C/O MENICUCCI & ASSOC | 26 DUMONT AVENUE | STATEN ISLAND NY 10305 | 7186679090
500650486 | 01 | STATEN ISLAND | 20 | CALVANICO LANE | 02610 | 00134 | 5856271 | NB | P | APPROVED | 2003-10-24 | 1-2-3 FAMILY | 502 | [7 empty] | X | [10 empty] | X | GC | PETER J CALVANICO, P.E | PE | 0070793 | Y | 2003-10-21 | 2003-10-23 | 2003-10-24 | 2003-10-24 | 2003-10-24 | 0 | 0 | 204.57 | STANDARD | 1759 |  |  | 0 | 0 | 2 | 23 | 1 | ONSITE |  | J-3 | R3-2 | M1-1 |  |  | INDIVIDUAL |  | MICHAEL MENICUCCI | PRAND,CORP.-C/O MENICUCCI &ASSOC | 26 DUMONT AVE. | SI NY 10305 | 7186679090
500650495 | 01 | STATEN ISLAND | 38 | CALVANICO LANE | 02610 | 00125 | 5856263 | NB | P | APPROVED | 2003-10-24 | 1-2-3 FAMILY | 502 | [7 empty] | X | [9 empty] | X | X | GC | PETER J CALVANICO, P.E | PE | 0070793 | Y | 2003-10-21 | 2003-10-23 | 2003-10-24 | 2003-10-24 | 2003-10-24 | 0 | 0 | 340.57 | STANDARD | 1759 |  |  | 0 | 0 | 2 | 23 | 1 | ONSITE |  | J-3 | R3-2 | M1-1 |  |  | INDIVIDUAL |  | MICHAEL MENICUCCI | PRAND CORP-C/O MENICUCCI & ASSOC | 26 DUMONT AVENUE | STATEN ISLAND NY 10305 | 7186679090
500650501 | 01 | STATEN ISLAND | 48 | CALVANICO LANE | 02610 | 00274 | 5856258 | NB | H | P/E IN PROCESS | 2003-10-24 | 1-2-3 FAMILY | 502 | [7 empty] | X | [10 empty] | X | GC | PETER CALVANICO | PE | 0070793 | Y | 2003-10-21 | 2003-10-23 | 2003-10-24 | 2003-10-24 | 0 | 0 | 0 | 204.57 | STANDARD | 1759 |  |  | 0 | 0 | 2 | 23 | 1 |  |  | J-3 | R3-2 | M1-1 |  |  | INDIVIDUAL |  | MICHAEL MENICUCCI | PRAND CORP-C/O MENICUCCI & ASSOC | 26 DUMONT AVENUE | STATEN ISLAND NY 10305 | 7186679090
500650510 | 01 | STATEN ISLAND | 40 | CALVANICO LANE | 02610 | 00124 | 5856262 | NB | P | APPROVED | 2003-10-24 | 1-2-3 FAMILY | 502 | [7 empty] | X | [10 empty] | X | GC | PETER J CALVANICO, P.E | PE | 0070793 | Y | 2003-10-21 | 2003-10-23 | 2003-10-24 | 2003-10-24 | 2003-10-24 | 0 | 0 | 204.57 | STANDARD | 1759 |  |  | 0 | 0 | 2 | 22 | 1 | ONSITE |  | J-3 | R3-2 | M1-1 |  |  |  |  | MICHAEL MENICUCI | PRAND,CORP.-C/O MENICUCCI & ASS. | 26 DUMONT AVENUE | SI NY 10305 | 7186679090
500650556 | 01 | STATEN ISLAND | 14 | CALVANICO LANE | 02610 | 00262 | 5856274 | NB | P | APPROVED | 2003-10-24 | 1-2-3 FAMILY | 502 | [7 empty] | X | [9 empty] | X | X | GC | PETER CALVANICCO | PE | 0070793 | Y | 2003-10-21 | 2003-10-23 | 2003-10-24 | 2003-10-24 | 2003-10-24 | 0 | 0 | 340.57 | STANDARD | 1759 |  |  | 0 | 0 | 2 | 23 | 1 | ONSITE |  | J-3 | R3-2 | M1-1 |  |  | INDIVIDUAL |  | MICHAEL MENICUCCI | PRAND CORP C/O MENICUCCI & ASSOC | 26 DOUMONT AVE | STATEN ISLAND NY 10305 | 0
500650930 | 01 | STATEN ISLAND | 235 | KISWICK STREET | 03739 | 00040 | 5858033 | NB | P | APPROVED | 2003-10-24 | 1-2-3 FAMILY | 502 | [7 empty] | X | [9 empty] | X | X | GC | CHARLES MAGRINO | RA | 0010291 | Y | 2003-10-24 | 2003-10-24 | 2003-10-24 | 2003-10-24 | 2003-10-24 | 0 | 0 | 310.42 | STANDARD | 1603 |  |  | 0 | 0 | 2 | 25 | 1 | ONSITE |  | J-3 | R3-2 |  |  |  | CORPORATE |  | BRIAN TARANTO | TARANTO CONSTRUCTION CO.INC | 3944 RICHMOND AVE | STATEN ISLAND NY 10312 | 7183560222
500651528 | 01 | STATEN ISLAND | 203 | WESTCOTT BOULEVARD | 00373 | 00232 | 5857881 | NB | P | APPROVED | 2003-10-24 | 1-2-3 FAMILY | 501 | [6 empty] | Y | X | [7 empty] | X |  | X | X | GC | STEVEN R SAVINO | RA | 0025259 | Y | 2003-10-24 | 2003-10-24 | 2003-10-24 | 2003-10-24 | 2003-10-24 | 0 | 0 | 425.45 | STANDARD | 1500 |  |  | 0 | 0 | 3 | 21 | 2 | ONSITE |  | J-3 | R3-1 |  |  |  | INDIVIDUAL |  | MICHAEL MIRANDA | N/A | 25 W. CASTOR PLACE | STATEN ISLAND NY 10312 | 7186671234
500651626 | 01 | STATEN ISLAND | 205 | WESTCOTT BOULEVARD | 00373 | 00231 | 5010610 | NB | D | A/P ENTIRE | 2003-10-24 | 1-2-3 FAMILY | 501 | [6 empty] | Y | X | [7 empty] | X |  | X | X | GC | STEVEN R SAVINO | RA | 0025259 | Y | 2003-10-24 | 2003-10-24 | 2003-10-24 | 0 | 0 | 0 | 0 | 425.45 | STANDARD | 1500 |  |  | 0 | 0 | 3 | 21 | 2 |  |  | J-3 | R3-1 |  |  |  | INDIVIDUAL |  | MICHAEL MIRANDA |  | 25 WEST CASTOR PLACE | STATEN ISLAND NY 10312 | 7189663435
103595833 | 01 | MANHATTAN | 163 | ST NICHOLAS AVENUE | 01924 | 00014 | 1058418 | SC | U | COMPLETED | 2003-10-21 | OTHER | 110 | [6 empty] | Y | [13 empty] | Peter Franzese | PE | 0046664 | Y | 2003-10-20 | 2003-10-21 | 2003-10-21 | 2003-10-21 | 2003-10-21 | 0 | 0 | 100 | STANDARD | 0 |  |  | 0 | 0 | 0 | 0 | 0 |  |  |  | R7-2 | [5 empty] | Ken Horan | 118 Equities LLC | 37 West 65 Street | NY NY 10023 | 2129965100
301640071 | 01 | BROOKLYN | 165 | CONOVER STREET | 00565 | 00001 | 3008580 | SI | F | ASSIGNED TO P/E | 2003-10-24 | OTHER | 306 | [20 empty] | HUGO SUBOTOVSKY | RA | 0247111 |  | 2003-10-22 | 2003-10-23 | 2003-10-23 | 2003-10-24 | 0 | 0 | 0 | 100 | STANDARD | 0 |  |  | 0 | 0 | 0 | 0 | 0 | [7 empty] | INDIVIDUAL |  | ALFRED THOMPSON | WOLCOTT PLACE LLC | 32 COURT ST | BK NY 11201 | 7182372556
301658793 | 01 | BROOKLYN | 1357 | DECATUR STREET | 03431 | 00028 | 3810837 | SI | F | ASSIGNED TO P/E | 2003-10-24 | OTHER | 304 | [20 empty] | WILLY ZAMBRANO | RA | 0027030 |  | 2003-10-24 | 2003-10-24 | 2003-10-24 | 2003-10-24 | 0 | 0 | 0 | 100 | STANDARD | 0 |  |  | 0 | 0 | 0 | 0 | 0 | [7 empty] | INDIVIDUAL |  | SONIA LUGO | OWNER | 1651 WEIRFIELD ST | BK NY 11385 | 9177713907
401742628 | 01 | QUEENS | 82-46 | 166 STREET | 07040 | 00001 | 4152409 | SI | U | COMPLETED | 2003-10-22 | OTHER | 408 | [6 empty] | Y | [13 empty] | DAVID NAGAN | RA | 0020541 | Y | 2003-10-21 | 2003-10-22 | 2003-10-22 | 2003-10-22 | 2003-10-22 | 0 | 0 | 100 | STANDARD | 0 |  |  | 0 | 0 | 0 | 0 | 0 | [7 empty] | CORPORATE |  | ASHER ALON | HILLSIDE HOMES INC. | 197-13 HILLSIDE AVENUE | HOLLIS NY 11423 | 7182175100
401743093 | 01 | QUEENS | 60-42 | 59 AVENUE | 02728 | 00029 | 4060881 | SI | F | ASSIGNED TO P/E | 2003-10-24 | OTHER | 405 | [6 empty] | Y | [13 empty] | GERALD J CALIENDO | RA | 0020241 |  | 2003-10-20 | 2003-10-23 | 2003-10-23 | 2003-10-24 | 0 | 0 | 0 | 100 | STANDARD | 0 |  |  | 0 | 0 | 0 | 0 | 0 | [7 empty] | INDIVIDUAL |  | GERARD MITCHELL |  | 48-24 65 PLACE | WOODSIDE NY 11377 | 3475382639
401744369 | 01 | QUEENS | 38-19 | 99 STREET | 01765 | 00025 | 4044051 | SI | U | COMPLETED | 2003-10-24 | OTHER | 403 | [6 empty] | Y | [13 empty] | Hsiao-Nan L Kao | RA | 0018272 | Y | 2003-10-24 | 2003-10-24 | 2003-10-24 | 2003-10-24 | 2003-10-24 | 0 | 0 | 100 | STANDARD | 0 |  |  | 0 | 0 | 0 | 0 | 0 | [7 empty] | CORPORATE |  | Wen Z Ye | New Century Developer LLC | 39-01 Main St. Suite 402 | Flushing NY 11354 | 7184603377
500650360 | 01 | STATEN ISLAND | 83 | LIVINGSTON AVENUE | 00808 | 00012 | 5020975 | SI | U | COMPLETED | 2003-10-22 | OTHER | 502 | [6 empty] | Y | [13 empty] | STEVEN R SAVINO | RA | 0025259 | Y | 2003-10-21 | 2003-10-21 | 2003-10-21 | 2003-10-22 | 2003-10-22 | 0 | 0 | 100 | STANDARD | 0 |  |  | 0 | 0 | 0 | 0 | 0 | [7 empty] | INDIVIDUAL |  | JOE DEDONA | N/A | 256 LILY POND AVENUE | STATEN ISLAND NY 10305 | 7189819893 | SUBDIVISION OF IMPROVED PROPERTIES.
500649382 | 01 | STATEN ISLAND | 44 | LAFORGE PLACE | 01104 | 00045 | 5026033 | SI | D | A/P ENTIRE | 2003-10-22 | OTHER | 501 | [20 empty] | VICTOR HAN | RA | 0028349 |  | 2003-10-20 | 2003-10-22 | 2003-10-22 | 0 | 0 | 0 | 0 | 100 | STANDARD | 0 |  |  | 0 | 0 | 0 | 0 | 0 | [7 empty] | CORPORATE |  | MICAHEL CECEILIANI | NYC ACCOUSTICTS | 44 LAFORGE PLACE | SI NY 10302 | 7187271500 | APPLICATION SUBMITTED FOR A SUBDIVISION FROM(1)ZONING LOT/(1)TAX LOT TO (1)ZONING LOT/(20TAX LOTS.
500649925 | 01 | STATEN ISLAND | 307 | ST MARKS PLACE | 00008 | 00016 | 5000076 | SI | U | COMPLETED | 2003-10-22 | OTHER | 501 | [20 empty] | DAVID BUSINELLI | RA | 0025074 | Y | 2003-10-22 | 2003-10-22 | 2003-10-22 | 2003-10-22 | 2003-10-22 | 0 | 0 | 100 | STANDARD | 0 |  |  | 0 | 0 | 0 | 0 | 0 | [7 empty] | CORPORATE |  | ERNEST LUMOS | SKYLIGHT CENTER | 307 ST MARKS PLACE | SI NY 10301 | 7187202585 | SUBDIVISION