## Audit Template Import
Audit Template Import
Input comma separated values (CSV) file from Building Energy Asset Score Tool here
Refer to the User Guide for detailed instructions on how to use this tool.
Property ID | Audit Template ID | Property Name | Borough | Tax Block | Tax Lot | Borough/Block/Lot (BBL) | Number of Buildings on Lot | EER | Submission Date | BIN | Building Name | Report Type | Year Completed | Total Floor Area | Building Street Address | City | State | Postal Code | Building Additional Comments | Submission Version | Date of Completion for Level 1 Audit | Date of Completion for Level 2 Audit | Date of Completion for Level 3 Audit | Year of Last Renovation | Year of Prior Energy Audit | Year Last Commissioned | Detailed Additional Comments | Auditors Years of Experience | Team Additional Comments | Contact Role - Contact 1 | Contact Name - Contact 1 | Contact Company - Contact 1 | Contact Street Address - Contact 1 | Contact City - Contact 1 | Contact State - Contact 1 | Contact Postal Code - Contact 1 | Contact E-Mail - Contact 1 | Contact Phone - Contact 1 | Certificate Type - Contact 1 - Certificate 1 | Certificate Number - Contact 1 - Certificate 1 | Certificate State - Contact 1 - Certificate 1 | Certificate Expiration Date - Contact 1 - Certificate 1 | Other Certificate Type - Contact 1 - Certificate 1 | Contact Role - Contact 2 | Contact Name - Contact 2 | Contact Company - Contact 2 | Contact Street Address - Contact 2 | Contact City - Contact 2 | Contact State - Contact 2 | Contact Postal Code - Contact 2 | Contact E-Mail - Contact 2 | Contact Phone - Contact 2 | Certificate Type - Contact 2 - Certificate 1 | Certificate Number - Contact 2 - Certificate 1 | Certificate State - Contact 2 - Certificate 1 | Certificate Expiration Date - Contact 2 - Certificate 1 | Other Certificate Type - Contact 2 - Certificate 1 | Contact Role - Contact 3 | Contact Name - Contact 3 | Contact Company - Contact 3 | Contact Street Address - Contact 3 | Contact City - Contact 3 | Contact State - Contact 3 | Contact Postal Code - Contact 3 | Contact E-Mail - Contact 3 | Contact Phone - Contact 3 | Certificate Type - Contact 3 - Certificate 1 | Certificate Number - Contact 3 - Certificate 1 | Certificate State - Contact 3 - Certificate 1 | Certificate Expiration Date - Contact 3 - Certificate 1 | Other Certificate Type - Contact 3 - Certificate 1 | Contact Role - Contact 4 | Contact Name - Contact 4 | Contact Company - Contact 4 | Contact Street Address - Contact 4 | Contact City - Contact 4 | Contact State - Contact 4 | Contact Postal Code - Contact 4 | Contact E-Mail - Contact 4 | Contact Phone - Contact 4 | Certificate Type - Contact 4 - Certificate 1 | Certificate Number - Contact 4 - Certificate 1 | Certificate State - Contact 4 - Certificate 1 | Certificate Expiration Date - Contact 4 - Certificate 1 | Other Certificate Type - Contact 4 - Certificate 1 | Contact Role - Contact 5 | Contact Name - Contact 5 | Contact Company - Contact 5 | Contact Street Address - Contact 5 | Contact City - Contact 5 | Contact State - Contact 5 | Contact Postal Code - Contact 5 | Contact E-Mail - Contact 5 | Contact Phone - Contact 5 | Certificate Type - Contact 5 - Certificate 1 | Certificate Number - Contact 5 - Certificate 1 | Certificate State - Contact 5 - Certificate 1 | Certificate Expiration Date - Contact 5 - Certificate 1 | Other Certificate Type - Contact 5 - Certificate 1 | Contact Role - Contact 6 | Contact Name - Contact 6 | Contact Company - Contact 6 | Contact Street Address - Contact 6 | Contact City - Contact 6 | Contact State - Contact 6 | Contact Postal Code - Contact 6 | Contact E-Mail - Contact 6 | Contact Phone - Contact 6 | Certificate Type - Contact 6 - Certificate 1 | Certificate Number - Contact 6 - Certificate 1 | Certificate State - Contact 6 - Certificate 1 | Certificate Expiration Date - Contact 6 - Certificate 1 | Other Certificate Type - Contact 6 - Certificate 1 | Gross Floor Area | Spaces Excluded from Gross Floor Area | Conditioned Floor Area Heated Only | Conditioned Floor Area Cooled Only | Conditioned Floor Area Heated and Cooled | Total Conditioned Floor Area | Number of Floors Above-grade (Conditioned) | Number of Floors Below-grade (Conditioned) | General Building Shape | Building automation system? (Y/N) | Historic Building? (Y/N) | Use Type: Space Function 1 | Original intented use: Space Function 1 | Gross Floor Area: Space Function 1 | % of Total Building Gross Floor Area: Space Function 1 | Conditioned Area (Approx % of total function space): Space Function 1 | Number of Occupants: Space Function 1 | Use (hours/week): Space Function 1 | Use (weeks/year): Space Function 1 | Approximate Plug Loads (W/ft2): Space Function 1 | Number of Dwelling Units: Space Function 1 | % of Dwelling Units currently occupied: Space Function 1 | Principle HVAC Type: Space Function 1 | Principle Lighting Type: Space Function 1 | Common % Area Served: Space Function 1 | Tenant % Area Served: Space Function 1 | lighting fixture percentage validation here for use type: Space Function 1 | Use Type: Space Function 2 | Original intented use: Space Function 2 | Gross Floor Area: Space Function 2 | % of Total Building Gross Floor Area: Space Function 2 | Conditioned Area (Approx % of total function space): Space Function 2 | Number of Occupants: Space Function 2 | Use (hours/week): Space Function 2 | Use (weeks/year): Space Function 2 | Approximate Plug Loads (W/ft2): Space Function 2 | Number of Dwelling Units: Space Function 2 | % of Dwelling Units currently occupied: Space Function 2 | Principle HVAC Type: Space Function 2 | Principle Lighting Type: Space Function 2 | Common % Area Served: Space Function 2 | Tenant % Area Served: Space Function 2 | lighting fixture percentage validation here for use type: Space Function 2 | Use Type: Space Function 3 | Original intented use: Space Function 3 | Gross Floor Area: Space Function 3 | % of Total Building Gross Floor Area: Space Function 3 | Conditioned Area (Approx % of total function space): Space Function 3 | Number of Occupants: Space Function 3 | Use (hours/week): Space Function 3 | Use (weeks/year): Space Function 3 | Approximate Plug Loads (W/ft2): Space Function 3 | Number of Dwelling Units: Space Function 3 | % of Dwelling Units currently occupied: Space Function 3 | Principle HVAC Type: Space Function 3 | Principle Lighting Type: Space Function 3 | Common % Area Served: Space Function 3 | Tenant % Area Served: Space Function 3 | lighting fixture percentage validation here for use type: Space Function 3 | Use Type: Space Function 4 | Original intented use: Space Function 4 | Gross Floor Area: Space Function 4 | % of Total Building Gross Floor Area: Space Function 4 | Conditioned Area (Approx % of total function space): Space Function 4 | Number of Occupants: Space Function 4 | Use (hours/week): Space Function 4 | Use (weeks/year): Space Function 4 | Approximate Plug Loads (W/ft2): Space Function 4 | Number of Dwelling Units: Space Function 4 | % of Dwelling Units currently occupied: Space Function 4 | Principle HVAC Type: Space Function 4 | Principle Lighting Type: Space Function 4 | Common % Area Served: Space Function 4 | Tenant % Area Served: Space Function 4 | lighting fixture percentage validation here for use type: Space Function 4 | Use Type: Space Function 5 | Original intented use: Space Function 5 | Gross Floor Area: Space Function 5 | % of Total Building Gross Floor Area: Space Function 5 | Conditioned Area (Approx % of total function space): Space Function 5 | Number of Occupants: Space Function 5 | Use (hours/week): Space Function 5 | Use (weeks/year): Space Function 5 | Approximate Plug Loads (W/ft2): Space Function 5 | Number of Dwelling Units: Space Function 5 | % of Dwelling Units currently occupied: Space Function 5 | Principle HVAC Type: Space Function 5 | Principle Lighting Type: Space Function 5 | Common % Area Served: Space Function 5 | Tenant % Area Served: Space Function 5 | lighting fixture percentage validation here for use type: Space Function 5 | Use Type: Space Function 6 | Original intented use: Space Function 6 | Gross Floor Area: Space Function 6 | % of Total Building Gross Floor Area: Space Function 6 | Conditioned Area (Approx % of total function space): Space Function 6 | Number of Occupants: Space Function 6 | Use (hours/week): Space Function 6 | Use (weeks/year): Space Function 6 | Approximate Plug Loads (W/ft2): Space Function 6 | Number of Dwelling Units: Space Function 6 | % of Dwelling Units currently occupied: Space Function 6 | Principle HVAC Type: Space Function 6 | Principle Lighting Type: Space Function 6 | Common % Area Served: Space Function 6 | Tenant % Area Served: Space Function 6 | lighting fixture percentage validation here for use type: Space Function 6 | Roof Construction: Roof 1 | Roof R Value: Roof 1 | Roof Condition: Roof 1 | Roof Cool Roof: Roof 1 | Roof Green Roof: Roof 1 | Roof Pitch: Roof 1 | Blue Roof: Roof 1 | Roof Construction: Roof 2 | Roof R Value: Roof 2 | Roof Condition: Roof 2 | Roof Cool Roof: Roof 2 | Roof Green Roof: Roof 2 | Roof Pitch: Roof 2 | Blue Roof: Roof 2 | Roof Construction: Roof 3 | Roof R Value: Roof 3 | Roof Condition: Roof 3 | Roof Cool Roof: Roof 3 | Roof Green Roof: Roof 3 | Roof Pitch: Roof 3 | Blue Roof: Roof 3 | Roof Construction: Roof 4 | Roof R Value: Roof 4 | Roof Condition: Roof 4 | Roof Cool Roof: Roof 4 | Roof Green Roof: Roof 4 | Roof Pitch: Roof 4 | Blue Roof: Roof 4 | Roof Area | Overall Enclosure Tightness Assessment | Description of Exterior Door Construstion | Skylight Construction Type: Skylight 1 | Skylight U-Value: Skylight 1 | Skylight SHGC: Skylight 1 | Skylight VT: Skylight 1 | Skylight Construction Type: Skylight 2 | Skylight U-Value: Skylight 2 | Skylight SHGC: Skylight 2 | Skylight VT: Skylight 2 | Skylight Construction Type: Skylight 3 | Skylight U-Value: Skylight 3 | Skylight SHGC: Skylight 3 | Skylight VT: Skylight 3 | Skylight Construction Type: Skylight 4 | Skylight U-Value: Skylight 4 | Skylight SHGC: Skylight 4 | Skylight VT: Skylight 4 | Skylight Area | Wall Construction 1 | Above Grade Wall Insulation R Value: Wall Construction 1 | Below Grade Wall Insulation R Value: Wall Construction 1 | Wall Construction 2 | Above Grade Wall Insulation R Value: Wall Construction 2 | Below Grade Wall Insulation R Value: Wall Construction 2 | Wall Construction 3 | Above Grade Wall Insulation R Value: Wall Construction 3 | Below Grade Wall Insulation R Value: Wall Construction 3 | Wall Construction 4 | Above Grade Wall Insulation R Value: Wall Construction 4 | Below Grade Wall Insulation R Value: Wall Construction 4 | Total Exposed Above Grade Wall Area | Below Grade Wall Area | Above Grade Demising Wall Area | Framing Material: Window 1 | Window Glass Type: Window 1 | Gas Filled: Window 1 | Operable: Window 1 | U Value: Window 1 | SHGC: Window 1 | VT: Window 1 | Fenestration seal condition: Window 1 | Framing Material: Window 2 | Window Glass Type: Window 2 | Gas Filled: Window 2 | Operable: Window 2 | U Value: Window 2 | SHGC: Window 2 | VT: Window 2 | Fenestration seal condition: Window 2 | Framing Material: Window 3 | Window Glass Type: Window 3 | Gas Filled: Window 3 | Operable: Window 3 | U Value: Window 3 | SHGC: Window 3 | VT: Window 3 | Fenestration seal condition: Window 3 | Framing Material: Window 4 | Window Glass Type: Window 4 | Gas Filled: Window 4 | Operable: Window 4 | U Value: Window 4 | SHGC: Window 4 | VT: Window 4 | Fenestration seal condition: Window 4 | Window to Wall Ratio | Floor Construction Type: Foundation 1 | Other Floor Construction Type: Foundation 1 | Slab Insulation: Foundation 1 | Foundation R Value: Foundation 1 | Floor Construction Type: Foundation 2 | Other Floor Construction Type: Foundation 2 | Slab Insulation: Foundation 2 | Foundation R Value: Foundation 2 | Floor Construction Type: Foundation 3 | Other Floor Construction Type: Foundation 3 | Slab Insulation: Foundation 3 | Foundation R Value: Foundation 3 | Floor Construction Type: Foundation 4 | Other Floor Construction Type: Foundation 4 | Slab Insulation: Foundation 4 | Foundation R Value: Foundation 4 | Exterior Floor Construction Type: Floor 1 | Exterior Floor R Value: Floor 1 | Exterior Floor Construction Type:Floor 2 | Exterior Floor R Value: Floor 2 | Exterior Floor Construction Type: Floor 3 | Exterior Floor R Value: Floor 3 | Exterior Floor Construction Type: Floor 4 | Exterior Floor R Value: Floor 4 | Exterior Lighting: Fixture 1 | Fixture Name: Fixture 1 | Fixture Type: Fixture 1 | Ballast Type: Fixture 1 | Manual Controls: Fixture 1 | Occupancy Sensor Controls: Fixture 1 | Other Controls: Fixture 1 | Photocell Controls: Fixture 1 | Timer Controls: Fixture 1 | Building Automation System: Fixture 1 | Advanced Controls: Fixture 1 | Name: Space Function 1: Fixture 1 | Common % Area Served: Space Function 1: Fixture 1 | Tenant % Area Served: Space Function 1: Fixture 1 | Common Area Served ft2: Space Function 1: Fixture 1 | Tenant Area Served ft2: Space Function 1: Fixture 1 | Common Area Number of Fixtures: Space Function 1: Fixture 1 | Tenant Area Number of Fixtures: Space Function 1: Fixture 1 | Name: Space Function 2: Fixture 1 | Common % Area Served: Space Function 2: Fixture 1 | Tenant % Area Served: Space Function 2: Fixture 1 | Common Area Served ft2: Space Function 2: Fixture 1 | Tenant Area Served ft2: Space Function 2: Fixture 1 | Common Area Number of Fixtures: Space Function 2: Fixture 1 | Tenant Area Number of Fixtures: Space Function 2: Fixture 1 | Name: Space Function 3: Fixture 1 | Common % Area Served: Space Function 3: Fixture 1 | Tenant % Area Served: Space Function 3: Fixture 1 | Common Area Served ft2: Space Function 3: Fixture 1 | Tenant Area Served ft2: Space Function 3: Fixture 1 | Common Area Number of Fixtures: Space Function 3: Fixture 1 | Tenant Area Number of Fixtures: Space Function 3: Fixture 1 | Exterior Lighting: Fixture 2 | Fixture Name: Fixture 2 | Fixture Type: Fixture 2 | Ballast Type: Fixture 2 | Manual Controls: Fixture 2 | Occupancy Sensor Controls: Fixture 2 | Other Controls: Fixture 2 | Photocell Controls: Fixture 2 | Timer Controls: Fixture 2 | Building Automation System: Fixture 2 | Advanced Controls: Fixture 2 | Name: Space Function 1: Fixture 2 | Common % Area Served: Space Function 1: Fixture 2 | Tenant % Area Served: Space Function 1: Fixture 2 | Common Area Served ft2: Space Function 1: Fixture 2 | Tenant Area Served ft2: Space Function 1: Fixture 2 | Common Area Number of Fixtures: Space Function 1: Fixture 2 | Tenant Area Number of Fixtures: Space Function 1: Fixture 2 | Name: Space Function 2: Fixture 2 | Common % Area Served: Space Function 2: Fixture 2 | Tenant % Area Served: Space Function 2: Fixture 2 | Common Area Served ft2: Space Function 2: Fixture 2 | Tenant Area Served ft2: Space Function 2: Fixture 2 | Common Area Number of Fixtures: Space Function 2: Fixture 2 | Tenant Area Number of Fixtures: Space Function 2: Fixture 2 | Name: Space Function 3: Fixture 2 | Common % Area Served: Space Function 3: Fixture 2 | Tenant % Area Served: Space Function 3: Fixture 2 | Common Area Served ft2: Space Function 3: Fixture 2 | Tenant Area Served ft2: Space Function 3: Fixture 2 | Common Area Number of Fixtures: Space Function 3: Fixture 2 | Tenant Area Number of Fixtures: Space Function 3: Fixture 2 | Exterior Lighting: Fixture 3 | Fixture Name: Fixture 3 | Fixture Type: Fixture 3 | Ballast Type: Fixture 3 | Manual Controls: Fixture 3 | Occupancy Sensor Controls: Fixture 3 | Other Controls: Fixture 3 | Photocell Controls: Fixture 3 | Timer Controls: Fixture 3 | Building Automation System: Fixture 3 | Advanced Controls: Fixture 3 | Name: Space Function 1: Fixture 3 | Common % Area Served: Space Function 1: Fixture 3 | Tenant % Area Served: Space Function 1: Fixture 3 | Common Area Served ft2: Space Function 1: Fixture 3 | Tenant Area Served ft2: Space Function 1: Fixture 3 | Common Area Number of Fixtures: Space Function 1: Fixture 3 | Tenant Area Number of Fixtures: Space Function 1: Fixture 3 | Name: Space Function 2: Fixture 3 | Common % Area Served: Space Function 2: Fixture 3 | Tenant % Area Served: Space Function 2: Fixture 3 | Common Area Served ft2: Space Function 2: Fixture 3 | Tenant Area Served ft2: Space Function 2: Fixture 3 | Common Area Number of Fixtures: Space Function 2: Fixture 3 | Tenant Area Number of Fixtures: Space Function 2: Fixture 3 | Name: Space Function 3: Fixture 3 | Common % Area Served: Space Function 3: Fixture 3 | Tenant % Area Served: Space Function 3: Fixture 3 | Common Area Served ft2: Space Function 3: Fixture 3 | Tenant Area Served ft2: Space Function 3: Fixture 3 | Common Area Number of Fixtures: Space Function 3: Fixture 3 | Tenant Area Number of Fixtures: Space Function 3: Fixture 3 | Exterior Lighting: Fixture 4 | Fixture Name: Fixture 4 | Fixture Type: Fixture 4 | Ballast Type: Fixture 4 | Manual Controls: Fixture 4 | Occupancy Sensor Controls: Fixture 4 | Other Controls: Fixture 4 | Photocell Controls: Fixture 4 | Timer Controls: Fixture 4 | Building Automation System: Fixture 4 | Advanced Controls: Fixture 4 | Name: Space Function 1: Fixture 4 | Common % Area Served: Space Function 1: Fixture 4 | Tenant % Area Served: Space Function 1: Fixture 4 | Common Area Served ft2: Space Function 1: Fixture 4 | Tenant Area Served ft2: Space Function 1: Fixture 4 | Common Area Number of Fixtures: Space Function 1: Fixture 4 | Tenant Area Number of Fixtures: Space Function 1: Fixture 4 | Name: Space Function 2: Fixture 4 | Common % Area Served: Space Function 2: Fixture 4 | Tenant % Area Served: Space Function 2: Fixture 4 | Common Area Served ft2: Space Function 2: Fixture 4 | Tenant Area Served ft2: Space Function 2: Fixture 4 | Common Area Number of Fixtures: Space Function 2: Fixture 4 | Tenant Area Number of Fixtures: Space Function 2: Fixture 4 | Name: Space Function 3: Fixture 4 | Common % Area Served: Space Function 3: Fixture 4 | Tenant % Area Served: Space Function 3: Fixture 4 | Common Area Served ft2: Space Function 3: Fixture 4 | Tenant Area Served ft2: Space Function 3: Fixture 4 | Common Area Number of Fixtures: Space Function 3: Fixture 4 | Tenant Area Number of Fixtures: Space Function 3: Fixture 4 | Exterior Lighting: Fixture 5 | Fixture Name: Fixture 5 | Fixture Type: Fixture 5 | Ballast Type: Fixture 5 | Manual Controls: Fixture 5 | Occupancy Sensor Controls: Fixture 5 | Other Controls: Fixture 5 | Photocell Controls: Fixture 5 | Timer Controls: Fixture 5 | Building Automation System: Fixture 5 | Advanced Controls: Fixture 5 | Name: Space Function 1: Fixture 5 | Common % Area Served: Space Function 1: Fixture 5 | Tenant % Area Served: Space Function 1: Fixture 5 | Common Area Served ft2: Space Function 1: Fixture 5 | Tenant Area Served ft2: Space Function 1: Fixture 5 | Common Area Number of Fixtures: Space Function 1: Fixture 5 | Tenant Area Number of Fixtures: Space Function 1: Fixture 5 | Name: Space Function 2: Fixture 5 | Common % Area Served: Space Function 2: Fixture 5 | Tenant % Area Served: Space Function 2: Fixture 5 | Common Area Served ft2: Space Function 2: Fixture 5 | Tenant Area Served ft2: Space Function 2: Fixture 5 | Common Area Number of Fixtures: Space Function 2: Fixture 5 | Tenant Area Number of Fixtures: Space Function 2: Fixture 5 | Name: Space Function 3: Fixture 5 | Common % Area Served: Space Function 3: Fixture 5 | Tenant % Area Served: Space Function 3: Fixture 5 | Common Area Served ft2: Space Function 3: Fixture 5 | Tenant Area Served ft2: Space Function 3: Fixture 5 | Common Area Number of Fixtures: Space Function 3: Fixture 5 | Tenant Area Number of Fixtures: Space Function 3: Fixture 5 | Exterior Lighting: Fixture 6 | Fixture Name: Fixture 6 | Fixture Type: Fixture 6 | Ballast Type: Fixture 6 | Manual Controls: Fixture 6 | Occupancy Sensor Controls: Fixture 6 | Other Controls: Fixture 6 | Photocell Controls: Fixture 6 | Timer Controls: Fixture 6 | Building Automation System: Fixture 6 | Advanced Controls: Fixture 6 | Name: Space Function 1: Fixture 6 | Common % Area Served: Space Function 1: Fixture 6 | Tenant % Area Served: Space Function 1: Fixture 6 | Common Area Served ft2: Space Function 1: Fixture 6 | Tenant Area Served ft2: Space Function 1: Fixture 6 | Common Area Number of Fixtures: Space Function 1: Fixture 6 | Tenant Area Number of Fixtures: Space Function 1: Fixture 6 | Name: Space Function 2: Fixture 6 | Common % Area Served: Space Function 2: Fixture 6 | Tenant % Area Served: Space Function 2: Fixture 6 | Common Area Served ft2: Space Function 2: Fixture 6 | Tenant Area Served ft2: Space Function 2: Fixture 6 | Common Area Number of Fixtures: Space Function 2: Fixture 6 | Tenant Area Number of Fixtures: Space Function 2: Fixture 6 | Name: Space Function 3: Fixture 6 | Common % Area Served: Space Function 3: Fixture 6 | Tenant % Area Served: Space Function 3: Fixture 6 | Common Area Served ft2: Space Function 3: Fixture 6 | Tenant Area Served ft2: Space Function 3: Fixture 6 | Common Area Number of Fixtures: Space Function 3: Fixture 6 | Tenant Area Number of Fixtures: Space Function 3: Fixture 6 | Lighting AllCommon Area Served | Heating Plant ID: Heating Plant 1 | Plant Name: Heating Plant 1 | Owning BBL: Heating Plant 1 | Serves Other BBLs: Heating Plant 1 | Not On Local BBL: Heating Plant 1 | BBLs Served: Heating Plant 1 | Heating Plant Type 1 | Fuel Type: Heating Plant 1 | Venting Type: Heating Plant 1 | Location of Equipment: Heating Plant 1 | Approximate Year Installed: Heating Plant 1 | Condition: Heating Plant 1 | Number of Pieces of Equipment: Heating Plant 1 | Output Capacity: Heating Plant 1 | Efficiency Units: Heating Plant 1 | Rated Efficiency: Heating Plant 1 | Burner Type: Heating Plant 1 | Burner Quantity: Heating Plant 1 | Burner Year Installed: Heating Plant 1 | Building Automation System: Heating Plant 1 | Direct Digital Controls: Heating Plant 1 | Pneumatic Controls: Heating Plant 1 | Heating Plant ID: Heating Plant 2 | Plant Name: Heating Plant 2 | Owning BBL: Heating Plant 2 | Serves Other BBLs: Heating Plant 2 | Not On Local BBL: Heating Plant 2 | BBLs Served: Heating Plant 2 | Heating Plant Type 2 | Fuel Type: Heating Plant 2 | Venting Type: Heating Plant 2 | Location of Equipment: Heating Plant 2 | Approximate Year Installed: Heating Plant 2 | Condition: Heating Plant 2 | Number of Pieces of Equipment: Heating Plant 2 | Output Capacity: Heating Plant 2 | Efficiency Units: Heating Plant 2 | Rated Efficiency: Heating Plant 2 | Burner Type: Heating Plant 2 | Burner Quantity: Heating Plant 2 | Burner Year Installed: Heating Plant 2 | Building Automation System: Heating Plant 2 | Direct Digital Controls: Heating Plant 2 | Pneumatic Controls: Heating Plant 2 | Heating Plant ID: Heating Plant 3 | Plant Name: Heating Plant 3 | Owning BBL: Heating Plant 3 | Serves Other BBLs: Heating Plant 3 | Not On Local BBL: Heating Plant 3 | BBLs Served: Heating Plant 3 | Heating Plant Type 3 | Fuel Type: Heating Plant 3 | Venting Type: Heating Plant 3 | Location of Equipment: Heating Plant 3 | Approximate Year Installed: Heating Plant 3 | Condition: Heating Plant 3 | Number of Pieces of Equipment: Heating Plant 3 | Output Capacity: Heating Plant 3 | Efficiency Units: Heating Plant 3 | Rated Efficiency: Heating Plant 3 | Burner Type: Heating Plant 3 | Burner Quantity: Heating Plant 3 | Burner Year Installed: Heating Plant 3 | Building Automation System: Heating Plant 3 | Direct Digital Controls: Heating Plant 3 | Pneumatic Controls: Heating Plant 3 | Heating Plant ID: Heating Plant 4 | Plant Name: Heating Plant 4 | Owning BBL: Heating Plant 4 | Serves Other BBLs: Heating Plant 4 | Not On Local BBL: Heating Plant 4 | BBLs Served: Heating Plant 4 | Heating Plant Type 4 | Fuel Type: Heating Plant 4 | Venting Type: Heating Plant 4 | Location of Equipment: Heating Plant 4 | Approximate Year Installed: Heating Plant 4 | Condition: Heating Plant 4 | Number of Pieces of Equipment: Heating Plant 4 | Output Capacity: Heating Plant 4 | Efficiency Units: Heating Plant 4 | Rated Efficiency: Heating Plant 4 | Burner Type: Heating Plant 4 | Burner Quantity: Heating Plant 4 | Burner Year Installed: Heating Plant 4 | Building Automation System: Heating Plant 4 | Direct Digital Controls: Heating Plant 4 | Pneumatic Controls: Heating Plant 4 | Cooling Plant ID: Cooling Plant 1 | Plant Name: Cooling Plant 1 | Owning BBL: Cooling Plant 1 | Serves Other BBLs: Cooling Plant 1 | Not On Local BBL: Cooling Plant 1 | BBLs Served: Cooling Plant 1 | Cooling Plant Type: Cooling Plant 1 | Fuel Type: Cooling Plant 1 | Chiller Compressor Type: Cooling Plant 1 | Condenser Type: Cooling Plant 1 | Linked Condenser Cooling Plant: Cooling Plant 1 | Chilled Water Reset: Cooling Plant 1 | Chiller Pump Control: Cooling Plant 1 | Location of Equipment: Cooling Plant 1 | Approximate Year Installed: Cooling Plant 1 | Condition: Cooling Plant 1 | Number of Pieces of Equipment: Cooling Plant 1 | Output Capacity: Cooling Plant 1 | Efficiency Units: Cooling Plant 1 | Rated Efficiency: Cooling Plant 1 | Building Automation System: Cooling Plant 1 | Direct Digital Controls: Cooling Plant 1 | Pneumatic Controls: Cooling Plant 1 | Cooling Plant ID: Cooling Plant 2 | Plant Name: Cooling Plant 2 | Owning BBL: Cooling Plant 2 | Serves Other BBLs: Cooling Plant 2 | Not On Local BBL: Cooling Plant 2 | BBLs Served: Cooling Plant 2 | Cooling Plant Type: Cooling Plant 2 | Fuel Type: Cooling Plant 2 | Chiller Compressor Type: Cooling Plant 2 | Condenser Type: Cooling Plant 2 | Linked Condenser Cooling Plant: Cooling Plant 2 | Chilled Water Reset: Cooling Plant 2 | Chiller Pump Control: Cooling Plant 2 | Location of Equipment: Cooling Plant 2 | Approximate Year Installed: Cooling Plant 2 | Condition: Cooling Plant 2 | Number of Pieces of Equipment: Cooling Plant 2 | Output Capacity: Cooling Plant 2 | Efficiency Units: Cooling Plant 2 | Rated Efficiency: Cooling Plant 2 | Building Automation System: Cooling Plant 2 | Direct Digital Controls: Cooling Plant 2 | Pneumatic Controls: Cooling Plant 2 | Cooling Plant ID: Cooling Plant 3 | Plant Name: Cooling Plant 3 | Owning BBL: Cooling Plant 3 | Serves Other BBLs: Cooling Plant 3 | Not On Local BBL: Cooling Plant 3 | BBLs Served: Cooling Plant 3 | Cooling Plant Type: Cooling Plant 3 | Fuel Type: Cooling Plant 3 | Chiller Compressor Type: Cooling Plant 3 | Condenser Type: Cooling Plant 3 | Linked Condenser Cooling Plant: Cooling Plant 3 | Chilled Water Reset: Cooling Plant 3 | Chiller Pump Control: Cooling Plant 3 | Location of Equipment: Cooling Plant 3 | Approximate Year Installed: Cooling Plant 3 | Condition: Cooling Plant 3 | Number of Pieces of Equipment: Cooling Plant 3 | Output Capacity: Cooling Plant 3 | Efficiency Units: Cooling Plant 3 | Rated Efficiency: Cooling Plant 3 | Building Automation System: Cooling Plant 3 | Direct Digital Controls: Cooling Plant 3 | Pneumatic Controls: Cooling Plant 3 | Cooling Plant ID: Cooling Plant 4 | Plant Name: Cooling Plant 4 | Owning BBL: Cooling Plant 4 | Serves Other BBLs: Cooling Plant 4 | Not On Local BBL: Cooling Plant 4 | BBLs Served: Cooling Plant 4 | Cooling Plant Type: Cooling Plant 4 | Fuel Type: Cooling Plant 4 | Chiller Compressor Type: Cooling Plant 4 | Condenser Type: Cooling Plant 4 | Linked Condenser Cooling Plant: Cooling Plant 4 | Chilled Water Reset: Cooling Plant 4 | Chiller Pump Control: Cooling Plant 4 | Location of Equipment: Cooling Plant 4 | Approximate Year Installed: Cooling Plant 4 | Condition: Cooling Plant 4 | Number of Pieces of Equipment: Cooling Plant 4 | Output Capacity: Cooling Plant 4 | Efficiency Units: Cooling Plant 4 | Rated Efficiency: Cooling Plant 4 | Building Automation System: Cooling Plant 4 | Direct Digital Controls: Cooling Plant 4 | Pneumatic Controls: Cooling Plant 4 | Condenser Plant ID: Condenser Plant 1 | Plant Name: Condenser Plant 1 | Owning BBL: Condenser Plant 1 | Serves Other BBLs: Condenser Plant 1 | Not On Local BBL: Condenser Plant 1 | BBLs Served: Condenser Plant 1 | Condensing Plant Type: Condenser Plant 1 | Cooling Tower Fan Control: Condensing Plant 1 | Condenser Pump Control: Condensing Plant 1 | Condenser Plant ID: Condenser Plant 2 | Plant Name: Condenser Plant 2 | Owning BBL: Condenser Plant 2 | Serves Other BBLs: Condenser Plant 2 | Not On Local BBL: Condenser Plant 2 | BBLs Served: Condenser Plant 2 | Condensing Plant Type: Condenser Plant 2 | Cooling Tower Fan Control: Condensing Plant 2 | Condenser Pump Control: Condensing Plant 2 | Condenser Plant ID: Condenser Plant 3 | Plant Name: Condenser Plant 3 | Owning BBL: Condenser Plant 3 | Serves Other BBLs: Condenser Plant 3 | Not On Local BBL: Condenser Plant 3 | BBLs Served: Condenser Plant 3 | Condensing Plant Type: Condenser Plant 3 | Cooling Tower Fan Control: Condensing Plant 3 | Condenser Pump Control: Condensing Plant 3 | Condenser Plant ID: Condenser Plant 4 | Plant Name: Condenser Plant 4 | Owning BBL: Condenser Plant 4 | Serves Other BBLs: Condenser Plant 4 | Not On Local BBL: Condenser Plant 4 | BBLs Served: Condenser Plant 4 | Condensing Plant Type: Condenser Plant 4 | Cooling Tower Fan Control: Condensing Plant 4 | Condenser Pump Control: Condensing Plant 4 | Heating System Venting Type: HVAC Sys 1 | Heating System Type: HVAC Sys 1 | Heating System Linked Heating Plant: HVAC Sys 1 | Heating System Fuel Type: HVAC Sys 1 | Heating System Sink/Source Type: HVAC Sys 1 | Heating System Location of Equipment: HVAC Sys 1 | Heating System Approximate Year Installed: HVAC Sys 1 | Heating System Condition: HVAC Sys 1 | Heating System Number of Pieces of Equipment: HVAC Sys 1 | Heating System Output Capacity: HVAC Sys 1 | Heating System Efficiency Units: HVAC Sys 1 | Heating System Rated Efficiency: HVAC Sys 1 | Heating System Burner Type: HVAC Sys 1 | Heating System Burner Quantity: HVAC Sys 1 | Heating System Burner Year Installed: HVAC Sys 1 | Cooling System Type: HVAC Sys 1 | Cooling System Linked Cooling Plant: HVAC Sys 1 | Cooling System Fuel Source: HVAC Sys 1 | Cooling System Location of Equipment: HVAC Sys 1 | Cooling System Approximate Year Installed: HVAC Sys 1 | Cooling System Number of Pieces of Equipment: HVAC Sys 1 | Cooling System Condition: HVAC Sys 1 | Cooling System Output Capacity: HVAC Sys 1 | Cooling System Efficiency units: HVAC Sys 1 | Cooling System Rated Efficiency: HVAC Sys 1 | Other Delivery Equipment Type: HVAC Sys 1 | Other Central Distribution Type: HVAC Sys 1 | Thermal Zoning: HVAC Sys 1 | Central Distribution Type: HVAC Sys 1 | Delivery Equipment Type: HVAC Sys 1 | Fan Control: HVAC Sys 1 | Terminal Unit Type: HVAC Sys 1 | Minimum Airflow Fraction: HVAC Sys 1 | Fan Efficiency: HVAC Sys 1 | Motor Efficiency: HVAC Sys 1 | Reheat Type: HVAC Sys 1 | Link to Reheat Plant: HVAC Sys 1 | Fan Static Pressure Reset Control: HVAC Sys 1 | Supply Air Temperature Control: HVAC Sys 1 | Energy Recovery Ventilation: HVAC Sys 1 | Demand Control Ventilation: HVAC Sys 1 | Outdoor Air: HVAC Sys 1 | No Controls: HVAC Sys 1 | Manual Thermostat Controls: HVAC Sys 1 | Programmable Thermostat Controls: HVAC Sys 1 | Direct Digital Controls: HVAC Sys 1 | PnuematicControls: HVAC Sys 1 | Air Supply Corridors: HVAC Sys 1 | Air Supply Tenant Spaces: HVAC Sys 1 | Air Supply Common Area: HVAC Sys 1 | Air Supply Other: HVAC Sys 1 | Air Exhaust Corridors: HVAC Sys 1 | Air Exhaust Bathrooms: HVAC Sys 1 | Air Exhaust Kitchens: HVAC Sys 1 | Air Exhaust Garage: HVAC Sys 1 | Air Exhaust Other: HVAC Sys 1 | Name: Space Function 1: HVAC Sys 1 | % Common Area Served: Space Function 1: HVAC Sys 1 | % Tenant Area Served: Space Function 1: HVAC Sys 1 | Name: Space Function 2: HVAC Sys 1 | % Common Area Served: Space Function 2: HVAC Sys 1 | % Tenant Area Served: Space Function 2: HVAC Sys 1 | Name: Space Function 3: HVAC Sys 1 | % Common Area Served: Space Function 3: HVAC Sys 1 | % Tenant Area Served: Space Function 3: HVAC Sys 1 | Packged Terminal Equipment Type: HVAC Sys 1 | Ventilation System > 5 HP: HVAC Sys 1 | Heating System Venting Type: HVAC Sys 2 | Heating System Type: HVAC Sys 2 | Heating System Linked Heating Plant: HVAC Sys 2 | Heating System Fuel Type: HVAC Sys 2 | Heating System Sink/Source Type: HVAC Sys 2 | Heating System Location of Equipment: HVAC Sys 2 | Heating System Approximate Year Installed: HVAC Sys 2 | Heating System Condition: HVAC Sys 2 | Heating System Number of Pieces of Equipment: HVAC Sys 2 | Heating System Output Capacity: HVAC Sys 2 | Heating System Efficiency Units: HVAC Sys 2 | Heating System Rated Efficiency: HVAC Sys 2 | Heating System Burner Type: HVAC Sys 2 | Heating System Burner Quantity: HVAC Sys 2 | Heating System Burner Year Installed: HVAC Sys 2 | Cooling System Type: HVAC Sys 2 | Cooling System Linked Cooling Plant: HVAC Sys 2 | Cooling System Fuel Source: HVAC Sys 2 | Cooling System Location of Equipment: HVAC Sys 2 | Cooling System Approximate Year Installed: HVAC Sys 2 | Cooling System Number of Pieces of Equipment: HVAC Sys 2 | Cooling System Condition: HVAC Sys 2 | Cooling System Output Capacity: HVAC Sys 2 | Cooling System Efficiency units: HVAC Sys 2 | Cooling System Rated Efficiency: HVAC Sys 2 | Other Delivery Equipment Type: HVAC Sys 2 | Other Central Distribution Type: HVAC Sys 2 | Thermal Zoning: HVAC Sys 2 | Central Distribution Type: HVAC Sys 2 | Delivery Equipment Type: HVAC Sys 2 | Fan Control: HVAC Sys 2 | Terminal Unit Type: HVAC Sys 2 | Minimum Airflow Fraction: HVAC Sys 2 | Fan Efficiency: HVAC Sys 2 | Motor Efficiency: HVAC Sys 2 | Reheat Type: HVAC Sys 2 | Link to Reheat Plant: HVAC Sys 2 | Fan Static Pressure Reset Control: HVAC Sys 2 | Supply Air Temperature Control: HVAC Sys 2 | Energy Recovery Ventilation: HVAC Sys 2 | Demand Control Ventilation: HVAC Sys 2 | Outdoor Air: HVAC Sys 2 | No Controls: HVAC Sys 2 | Manual Thermostat Controls: HVAC Sys 2 | Programmable Thermostat Controls: HVAC Sys 2 | Direct Digital Controls: HVAC Sys 2 | PnuematicControls: HVAC Sys 2 | Air Supply Corridors: HVAC Sys 2 | Air Supply Tenant Spaces: HVAC Sys 2 | Air Supply Common Area: HVAC Sys 2 | Air Supply Other: HVAC Sys 2 | Air Exhaust Corridors: HVAC Sys 2 | Air Exhaust Bathrooms: HVAC Sys 2 | Air Exhaust Kitchens: HVAC Sys 2 | Air Exhaust Garage: HVAC Sys 2 | Air Exhaust Other: HVAC Sys 2 | Name: Space Function 1: HVAC Sys 2 | % Common Area Served: Space Function 1: HVAC Sys 2 | % Tenant Area Served: Space Function 1: HVAC Sys 2 | Name: Space Function 2: HVAC Sys 2 | % Common Area Served: Space Function 2: HVAC Sys 2 | % Tenant Area Served: Space Function 2: HVAC Sys 2 | Name: Space Function 3: HVAC Sys 2 | % Common Area Served: Space Function 3: HVAC Sys 2 | % Tenant Area Served: Space Function 3: HVAC Sys 2 | Packged Terminal Equipment Type: HVAC Sys 2 | Ventilation System > 5 HP: HVAC Sys 2 | Heating System Venting Type: HVAC Sys 3 | Heating System Type: HVAC Sys 3 | Heating System Linked Heating Plant: HVAC Sys 3 | Heating System Fuel Type: HVAC Sys 3 | Heating System Sink/Source Type: HVAC Sys 3 | Heating System Location of Equipment: HVAC Sys 3 | Heating System Approximate Year Installed: HVAC Sys 3 | Heating System Condition: HVAC Sys 3 | Heating System Number of Pieces of Equipment: HVAC Sys 3 | Heating System Output Capacity: HVAC Sys 3 | Heating System Efficiency Units: HVAC Sys 3 | Heating System Rated Efficiency: HVAC Sys 3 | Heating System Burner Type: HVAC Sys 3 | Heating System Burner Quantity: HVAC Sys 3 | Heating System Burner Year Installed: HVAC Sys 3 | Cooling System Type: HVAC Sys 3 | Cooling System Linked Cooling Plant: HVAC Sys 3 | Cooling System Fuel Source: HVAC Sys 3 | Cooling System Location of Equipment: HVAC Sys 3 | Cooling System Approximate Year Installed: HVAC Sys 3 | Cooling System Number of Pieces of Equipment: HVAC Sys 3 | Cooling System Condition: HVAC Sys 3 | Cooling System Output Capacity: HVAC Sys 3 | Cooling System Efficiency units: HVAC Sys 3 | Cooling System Rated Efficiency: HVAC Sys 3 | Other Delivery Equipment Type: HVAC Sys 3 | Other Central Distribution Type: HVAC Sys 3 | Thermal Zoning: HVAC Sys 3 | Central Distribution Type: HVAC Sys 3 | Delivery Equipment Type: HVAC Sys 3 | Fan Control: HVAC Sys 3 | Terminal Unit Type: HVAC Sys 3 | Minimum Airflow Fraction: HVAC Sys 3 | Fan Efficiency: HVAC Sys 3 | Motor Efficiency: HVAC Sys 3 | Reheat Type: HVAC Sys 3 | Link to Reheat Plant: HVAC Sys 3 | Fan Static Pressure Reset Control: HVAC Sys 3 | Supply Air Temperature Control: HVAC Sys 3 | Energy Recovery Ventilation: HVAC Sys 3 | Demand Control Ventilation: HVAC Sys 3 | Outdoor Air: HVAC Sys 3 | No Controls: HVAC Sys 3 | Manual Thermostat Controls: HVAC Sys 3 | Programmable Thermostat Controls: HVAC Sys 3 | Direct Digital Controls: HVAC Sys 3 | PnuematicControls: HVAC Sys 3 | Air Supply Corridors: HVAC Sys 3 | Air Supply Tenant Spaces: HVAC Sys 3 | Air Supply Common Area: HVAC Sys 3 | Air Supply Other: HVAC Sys 3 | Air Exhaust Corridors: HVAC Sys 3 | Air Exhaust Bathrooms: HVAC Sys 3 | Air Exhaust Kitchens: HVAC Sys 3 | Air Exhaust Garage: HVAC Sys 3 | Air Exhaust Other: HVAC Sys 3 | Name: Space Function 1: HVAC Sys 3 | % Common Area Served: Space Function 1: HVAC Sys 3 | % Tenant Area Served: Space Function 1: HVAC Sys 3 | Name: Space Function 2: HVAC Sys 3 | % Common Area Served: Space Function 2: HVAC Sys 3 | % Tenant Area Served: Space Function 2: HVAC Sys 3 | Name: Space Function 3: HVAC Sys 3 | % Common Area Served: Space Function 3: HVAC Sys 3 | % Tenant Area Served: Space Function 3: HVAC Sys 3 | Packged Terminal Equipment Type: HVAC Sys 3 | Ventilation System > 5 HP: HVAC Sys 3 | Heating System Venting Type: HVAC Sys 4 | Heating System Type: HVAC Sys 4 | Heating System Linked Heating Plant: HVAC Sys 4 | Heating System Fuel Type: HVAC Sys 4 | Heating System Sink/Source Type: HVAC Sys 4 | Heating System Location of Equipment: HVAC Sys 4 | Heating System Approximate Year Installed: HVAC Sys 4 | Heating System Condition: HVAC Sys 4 | Heating System Number of Pieces of Equipment: HVAC Sys 4 | Heating System Output Capacity: HVAC Sys 4 | Heating System Efficiency Units: HVAC Sys 4 | Heating System Rated Efficiency: HVAC Sys 4 | Heating System Burner Type: HVAC Sys 4 | Heating System Burner Quantity: HVAC Sys 4 | Heating System Burner Year Installed: HVAC Sys 4 | Cooling System Type: HVAC Sys 4 | Cooling System Linked Cooling Plant: HVAC Sys 4 | Cooling System Fuel Source: HVAC Sys 4 | Cooling System Location of Equipment: HVAC Sys 4 | Cooling System Approximate Year Installed: HVAC Sys 4 | Cooling System Number of Pieces of Equipment: HVAC Sys 4 | Cooling System Condition: HVAC Sys 4 | Cooling System Output Capacity: HVAC Sys 4 | Cooling System Efficiency units: HVAC Sys 4 | Cooling System Rated Efficiency: HVAC Sys 4 | Other Delivery Equipment Type: HVAC Sys 4 | Other Central Distribution Type: HVAC Sys 4 | Thermal Zoning: HVAC Sys 4 | Central Distribution Type: HVAC Sys 4 | Delivery Equipment Type: HVAC Sys 4 | Fan Control: HVAC Sys 4 | Terminal Unit Type: HVAC Sys 4 | Minimum Airflow Fraction: HVAC Sys 4 | Fan Efficiency: HVAC Sys 4 | Motor Efficiency: HVAC Sys 4 | Reheat Type: HVAC Sys 4 | Link to Reheat Plant: HVAC Sys 4 | Fan Static Pressure Reset Control: HVAC Sys 4 | Supply Air Temperature Control: HVAC Sys 4 | Energy Recovery Ventilation: HVAC Sys 4 | Demand Control Ventilation: HVAC Sys 4 | Outdoor Air: HVAC Sys 4 | No Controls: HVAC Sys 4 | Manual Thermostat Controls: HVAC Sys 4 | Programmable Thermostat Controls: HVAC Sys 4 | Direct Digital Controls: HVAC Sys 4 | PnuematicControls: HVAC Sys 4 | Air Supply Corridors: HVAC Sys 4 | Air Supply Tenant Spaces: HVAC Sys 4 | Air Supply Common Area: HVAC Sys 4 | Air Supply Other: HVAC Sys 4 | Air Exhaust Corridors: HVAC Sys 4 | Air Exhaust Bathrooms: HVAC Sys 4 | Air Exhaust Kitchens: HVAC Sys 4 | Air Exhaust Garage: HVAC Sys 4 | Air Exhaust Other: HVAC Sys 4 | Name: Space Function 1: HVAC Sys 4 | % Common Area Served: Space Function 1: HVAC Sys 4 | % Tenant Area Served: Space Function 1: HVAC Sys 4 | Name: Space Function 2: HVAC Sys 4 | % Common Area Served: Space Function 2: HVAC Sys 4 | % Tenant Area Served: Space Function 2: HVAC Sys 4 | Name: Space Function 3: HVAC Sys 4 | % Common Area Served: Space Function 3: HVAC Sys 4 | % Tenant Area Served: Space Function 3: HVAC Sys 4 | Packged Terminal Equipment Type: HVAC Sys 4 | Ventilation System > 5 HP: HVAC Sys 4 | Heating System Venting Type: HVAC Sys 5 | Heating System Type: HVAC Sys 5 | Heating System Linked Heating Plant: HVAC Sys 5 | Heating System Fuel Type: HVAC Sys 5 | Heating System Sink/Source Type: HVAC Sys 5 | Heating System Location of Equipment: HVAC Sys 5 | Heating System Approximate Year Installed: HVAC Sys 5 | Heating System Condition: HVAC Sys 5 | Heating System Number of Pieces of Equipment: HVAC Sys 5 | Heating System Output Capacity: HVAC Sys 5 | Heating System Efficiency Units: HVAC Sys 5 | Heating System Rated Efficiency: HVAC Sys 5 | Heating System Burner Type: HVAC Sys 5 | Heating System Burner Quantity: HVAC Sys 5 | Heating System Burner Year Installed: HVAC Sys 5 | Cooling SystemType: HVAC Sys 5 | Cooling System Linked Cooling Plant: HVAC Sys 5 | Cooling System Fuel Source: HVAC Sys 5 | Cooling System Location of Equipment: HVAC Sys 5 | Cooling System Approximate Year Installed: HVAC Sys 5 | Cooling System Number of Pieces of Equipment: HVAC Sys 5 | Cooling System Condition: HVAC Sys 5 | Cooling System Output Capacity: HVAC Sys 5 | Cooling System Efficiency units: HVAC Sys 5 | Cooling System Rated Efficiency: HVAC Sys 5 | Other Delivery Equipment Type: HVAC Sys 5 | Other Central Distribution Type: HVAC Sys 5 | Thermal Zoning: HVAC Sys 5 | Central Distribution Type: HVAC Sys 5 | Delivery Equipment Type: HVAC Sys 5 | Fan Control: HVAC Sys 5 | Terminal Unit Type: HVAC Sys 5 | Minimum Airflow Fraction: HVAC Sys 5 | Fan Efficiency: HVAC Sys 5 | Motor Efficiency: HVAC Sys 5 | Reheat Type: HVAC Sys 5 | Link to Reheat Plant: HVAC Sys 5 | Fan Static Pressure Reset Control: HVAC Sys 5 | Supply Air Temperature Control: HVAC Sys 5 | Energy Recovery Ventilation: HVAC Sys 5 | Demand Control Ventilation: HVAC Sys 5 | Outdoor Air: HVAC Sys 5 | No Controls: HVAC Sys 5 | Manual Thermostat Controls: HVAC Sys 5 | Programmable Thermostat Controls: HVAC Sys 5 | Direct Digital Controls: HVAC Sys 5 | PnuematicControls: HVAC Sys 5 | Air Supply Corridors: HVAC Sys 5 | Air Supply Tenant Spaces: HVAC Sys 5 | Air Supply Common Area: HVAC Sys 5 | Air Supply Other: HVAC Sys 5 | Air Exhaust Corridors: HVAC Sys 5 | Air Exhaust Bathrooms: HVAC Sys 5 | Air Exhaust Kitchens: HVAC Sys 5 | Air Exhaust Garage: HVAC Sys 5 | Air Exhaust Other: HVAC Sys 5 | Name: Space Function 1: HVAC Sys 5 | % Common Area Served: Space Function 1: HVAC Sys 5 | % Tenant Area Served: Space Function 1: HVAC Sys 5 | Name: Space Function 2: HVAC Sys 5 | % Common Area Served: Space Function 2: HVAC Sys 5 | % Tenant Area Served: Space Function 2: HVAC Sys 5 | Name: Space Function 3: HVAC Sys 5 | % Common Area Served: Space Function 3: HVAC Sys 5 | % Tenant Area Served: Space Function 3: HVAC Sys 5 | Packged Terminal Equipment Type: HVAC Sys 5 | Ventilation System > 5 HP: HVAC Sys 5 | Heating System Venting Type: HVAC Sys 6 | Heating System Type: HVAC Sys 6 | Heating System Linked Heating Plant: HVAC Sys 6 | Heating System Fuel Type: HVAC Sys 6 | Heating System Sink/Source Type: HVAC Sys 6 | Heating System Location of Equipment: HVAC Sys 6 | Heating System Approximate Year Installed: HVAC Sys 6 | Heating System Condition: HVAC Sys 6 | Heating System Number of Pieces of Equipment: HVAC Sys 6 | Heating System Output Capacity: HVAC Sys 6 | Heating System Efficiency Units: HVAC Sys 6 | Heating System Rated Efficiency: HVAC Sys 6 | Heating System Burner Type: HVAC Sys 6 | Heating System Burner Quantity: HVAC Sys 6 | Heating System Burner Year Installed: HVAC Sys 6 | Cooling System Type: HVAC Sys 6 | Cooling System Linked Cooling Plant: HVAC Sys 6 | Cooling System Fuel Source: HVAC Sys 6 | Cooling System Location of Equipment: HVAC Sys 6 | Cooling System Approximate Year Installed: HVAC Sys 6 | Cooling System Number of Pieces of Equipment: HVAC Sys 6 | Cooling System Condition: HVAC Sys 6 | Cooling System Output Capacity: HVAC Sys 6 | Cooling System Efficiency units: HVAC Sys 6 | Cooling System Rated Efficiency: HVAC Sys 6 | Other Delivery Equipment Type: HVAC Sys 6 | Other Central Distribution Type: HVAC Sys 6 | Thermal Zoning: HVAC Sys 6 | Central Distribution Type: HVAC Sys 6 | Delivery Equipment Type: HVAC Sys 6 | Fan Control: HVAC Sys 6 | Terminal Unit Type: HVAC Sys 6 | Minimum Airflow Fraction: HVAC Sys 6 | Fan Efficiency: HVAC Sys 6 | Motor Efficiency: HVAC Sys 6 | Reheat Type: HVAC Sys 6 | Link to Reheat Plant: HVAC Sys 6 | Fan Static Pressure Reset Control: HVAC Sys 6 | Supply Air Temperature Control: HVAC Sys 6 | Energy Recovery Ventilation: HVAC Sys 6 | Demand Control Ventilation: HVAC Sys 6 | Outdoor Air: HVAC Sys 6 | No Controls: HVAC Sys 6 | Manual Thermostat Controls: HVAC Sys 6 | Programmable Thermostat Controls: HVAC Sys 6 | Direct Digital Controls: HVAC Sys 6 | PnuematicControls: HVAC Sys 6 | Air Supply Corridors: HVAC Sys 6 | Air Supply Tenant Spaces: HVAC Sys 6 | Air Supply Common Area: HVAC Sys 6 | Air Supply Other: HVAC Sys 6 | Air Exhaust Corridors: HVAC Sys 6 | Air Exhaust Bathrooms: HVAC Sys 6 | Air Exhaust Kitchens: HVAC Sys 6 | Air Exhaust Garage: HVAC Sys 6 | Air Exhaust Other: HVAC Sys 6 | Name: Space Function 1: HVAC Sys 6 | % Common Area Served: Space Function 1: HVAC Sys 6 | % Tenant Area Served: Space Function 1: HVAC Sys 6 | Name: Space Function 2: HVAC Sys 6 | % Common Area Served: Space Function 2: HVAC Sys 6 | % Tenant Area Served: Space Function 2: HVAC Sys 6 | Name: Space Function 3: HVAC Sys 6 | % Common Area Served: Space Function 3: HVAC Sys 6 | % Tenant Area Served: Space Function 3: HVAC Sys 6 | Packged Terminal Equipment Type: HVAC Sys 6 | Ventilation System > 5 HP: HVAC Sys 6 | Venting Type: SHW Sys 1 | SHW System ID: SHW Sys 1 | Type: SHW Sys 1 | Hot Water Plant: SHW Sys 1 | Location of Equipment : SHW Sys 1 | Approximate Year Installed : SHW Sys 1 | Fuel Source : SHW Sys 1 | Efficiency units : SHW Sys 1 | Rated Efficiency : SHW Sys 1 | Tank Insulation Thickness : SHW Sys 1 | Tank Insulation R-Value : SHW Sys 1 | No Controls : SHW Sys 1 | Time Based Controls : SHW Sys 1 | Aquastat Based Controls : SHW Sys 1 | Demand Based Controls : SHW Sys 1 | EMS/BMS Controls : SHW Sys 1 | Other Controls : SHW Sys 1 | Name: Space Function 1: SHW Sys 1 | % of Base Space Served: Space Function 1: SHW Sys 1 | % of Tenant Space Served: Space Function 1: SHW Sys 1 | Name: Space Function 2: SHW Sys 1 | % of Base Space Served: Space Function 2: SHW Sys 1 | % of Tenant Space Served: Space Function 2: SHW Sys 1 | Name: Space Function 3: SHW Sys 1 | % of Base Space Served: Space Function 3: SHW Sys 1 | % of Tenant Space Served: Space Function 3: SHW Sys 1 | Venting Type: SHW Sys 2 | SHW System ID: SHW Sys 2 | Type : SHW Sys 2 | Hot Water Plant: SHW Sys 2 | Location of Equipment : SHW Sys 2 | Approximate Year Installed : SHW Sys 2 | Fuel Source : SHW Sys 2 | Efficiency units : SHW Sys 2 | Rated Efficiency : SHW Sys 2 | Tank Insulation Thickness : SHW Sys 2 | Tank Insulation R-Value : SHW Sys 2 | No Controls : SHW Sys 2 | Time Based Controls : SHW Sys 2 | Aquastat Based Controls : SHW Sys 2 | Demand Based Controls : SHW Sys 2 | EMS/BMS Controls : SHW Sys 2 | Other Controls : SHW Sys 2 | Name: Space Function 1: SHW Sys 2 | % of Base Space Served: Space Function 1: SHW Sys 2 | % of Tenant Space Served: Space Function 1: SHW Sys 2 | Name: Space Function 2: SHW Sys 2 | % of Base Space Served: Space Function 2: SHW Sys 2 | % of Tenant Space Served: Space Function 2: SHW Sys 2 | Name: Space Function 3: SHW Sys 2 | % of Base Space Served: Space Function 3: SHW Sys 2 | % of Tenant Space Served: Space Function 3: SHW Sys 2 | Venting Type: SHW Sys 3 | SHW System ID: SHW Sys 3 | Type : SHW Sys 3 | Hot Water Plant: SHW Sys 3 | Location of Equipment : SHW Sys 3 | Approximate Year Installed : SHW Sys 3 | Fuel Source : SHW Sys 3 | Efficiency units : SHW Sys 3 | Rated Efficiency : SHW Sys 3 | Tank Insulation Thickness : SHW Sys 3 | Tank Insulation R-Value : SHW Sys 3 | No Controls : SHW Sys 3 | Time Based Controls : SHW Sys 3 | Aquastat Based Controls : SHW Sys 3 | Demand Based Controls : SHW Sys 3 | EMS/BMS Controls : SHW Sys 3 | Other Controls : SHW Sys 3 | Name: Space Function 1: SHW Sys 3 | % of Base Space Served: Space Function 1: SHW Sys 3 | % of Tenant Space Served: Space Function 1: SHW Sys 3 | Name: Space Function 2: SHW Sys 3 | % of Base Space Served: Space Function 2: SHW Sys 3 | % of Tenant Space Served: Space Function 2: SHW Sys 3 | Name: Space Function 3: SHW Sys 3 | % of Base Space Served: Space Function 3: SHW Sys 3 | % of Tenant Space Served: Space Function 3: SHW Sys 3 | Venting Type: SHW Sys 4 | SHW System ID: SHW Sys 4 | Type : SHW Sys 4 | Hot Water Plant: SHW Sys 4 | Location of Equipment : SHW Sys 4 | Approximate Year Installed : SHW Sys 4 | Fuel Source : SHW Sys 4 | Efficiency units : SHW Sys 4 | Rated Efficiency : SHW Sys 4 | Tank Insulation Thickness : SHW Sys 4 | Tank Insulation R-Value : SHW Sys 4 | No Controls : SHW Sys 4 | Time Based Controls : SHW Sys 4 | Aquastat Based Controls : SHW Sys 4 | Demand Based Controls : SHW Sys 4 | EMS/BMS Controls : SHW Sys 4 | Other Controls : SHW Sys 4 | Name: Space Function 1: SHW Sys 4 | % of Base Space Served: Space Function 1: SHW Sys 4 | % of Tenant Space Served: Space Function 1: SHW Sys 4 | Name: Space Function 2: SHW Sys 4 | % of Base Space Served: Space Function 2: SHW Sys 4 | % of Tenant Space Served: Space Function 2: SHW Sys 4 | Name: Space Function 3: SHW Sys 4 | % of Base Space Served: Space Function 3: SHW Sys 4 | % of Tenant Space Served: Space Function 3: SHW Sys 4 | Venting Type: SHW Sys 5 | SHW System ID: SHW Sys 5 | Type : SHW Sys 5 | Hot Water Plant: SHW Sys 5 | Location of Equipment : SHW Sys 5 | Approximate Year Installed : SHW Sys 5 | Fuel Source : SHW Sys 5 | Efficiency units : SHW Sys 5 | Rated Efficiency : SHW Sys 5 | Tank Insulation Thickness : SHW Sys 5 | Tank Insulation R-Value : SHW Sys 5 | No Controls : SHW Sys 5 | Time Based Controls : SHW Sys 5 | Aquastat Based Controls : SHW Sys 5 | Demand Based Controls : SHW Sys 5 | EMS/BMS Controls : SHW Sys 5 | Other Controls : SHW Sys 5 | Name: Space Function 1: SHW Sys 5 | % of Base Space Served: Space Function 1: SHW Sys 5 | % of Tenant Space Served: Space Function 1: SHW Sys 5 | Name: Space Function 2: SHW Sys 5 | % of Base Space Served: Space Function 2: SHW Sys 5 | % of Tenant Space Served: Space Function 2: SHW Sys 5 | Name: Space Function 3: SHW Sys 5 | % of Base Space Served: Space Function 3: SHW Sys 5 | % of Tenant Space Served: Space Function 3: SHW Sys 5 | Venting Type: SHW Sys 6 | SHW System ID: SHW Sys 6 | Type : SHW Sys 6 | Hot Water Plant: SHW Sys 6 | Location of Equipment : SHW Sys 6 | Approximate Year Installed : SHW Sys 6 | Fuel Source : SHW Sys 6 | Efficiency units : SHW Sys 6 | Rated Efficiency : SHW Sys 6 | Tank Insulation Thickness : SHW Sys 6 | Tank Insulation R-Value : SHW Sys 6 | No Controls : SHW Sys 6 | Time Based Controls : SHW Sys 6 | Aquastat Based Controls : SHW Sys 6 | Demand Based Controls : SHW Sys 6 | EMS/BMS Controls : SHW Sys 6 | Other Controls : SHW Sys 6 | Name: Space Function 1: SHW Sys 6 | % of Base Space Served: Space Function 1: SHW Sys 6 | % of Tenant Space Served: Space Function 1: SHW Sys 6 | Name: Space Function 2: SHW Sys 6 | % of Base Space Served: Space Function 2: SHW Sys 6 | % of Tenant Space Served: Space Function 2: SHW Sys 6 | Name: Space Function 3: SHW Sys 6 | % of Base Space Served: Space Function 3: SHW Sys 6 | % of Tenant Space Served: Space Function 3: SHW Sys 6 | Cogen System-Equipment Type - Recip. Engine | Cogen System-Equipment Type - Micro Turbine | Cogen System-Equipment Type - Gas Turbine | Cogen System-Equipment Type - Fuel Cell | Cogen System-Equipment Type - None | Peak Generating Capacity | Cogen System-Fuel | Cogen System-Year installed | Cogen System-Operating Hours per Year | Cogen System-Used for Demand Response? | Renewable System-Equipment Type - Solar Thermal | Renewable System-Equipment Type - Solar PV | Renewable System-Equipment Type - Wind | Renewable System-Equipment Type - None | Renewable System-Peak Generating Capacity | Back up Generation- Type | Back up Generation- Peak generating capacity (MBH) | Back up Generation- Percent of Peak Generating Capacity | Back up Generation- Fuel | Back up Generation- Year Installed | Back up Generation- is it used for demand response? | Data Center- Total gross area (sq.ft) | Data Center- metered space | Data Center- connected load (kW) | Data Center- UPS capacity (kW) | Data Center- Power Usage Effectiveness | Trading Floor- Total gross area (sq.ft) | Trading Floor- connected load (kW) | TV Studio- Total gross area (sq.ft) | TV Studio- connected load (kW) | Broadcast Antenna- connected load (kW) | Commercial Kitchen- connected load (kW) | Commercial Kitchen-Total Area of Commercial Kitchen (ft2) | Times Square Signage- connected load (kW) | Percent owned (%) | Percent leased (%) | Multi-Tenant | Residential Tenants - Tenants Directly Metered - Electric | Residential Tenants - Tenants Directly Metered - Gas | Residential Tenants - Tenants Sub-Metered by Building Owners - Electric | Residential Tenants - Tenants Sub-Metered by Building Owners - Gas | Residential Tenants - Tenants Not Directly Metered of Sub-Metered - Electric | Residential Tenants - Tenants Not Directly Metered of Sub-Metered - Gas | Commercial Tenants - Tenants Directly Metered - Electric | Commercial Tenants - Tenants Directly Metered - Gas | Commercial Tenants - Tenants Sub-Metered by Building Owners - Electric | Commercial Tenants - Tenants Sub-Metered by Building Owners - Gas | Commercial Tenants - Tenants Not Directly Metered of Sub-Metered - Electric | Commercial Tenants - Tenants Not Directly Metered of Sub-Metered - Gas | Shared Energy systems or Meters for Multiple Buildings on a Single lot | Shared Energy systems or Meters for Multiple Buildings on Multiple lots | Shared Electric Meter | Shared Gas Meter | Shared Oil | Shared Chilled water | Shared Heat | Shared utility Steam Meter | Energy Source - Energy Supply Source 1 | Account # - Energy Supply Source 1 | Metering Type - Energy Supply Source 1 | Rate schedule - Energy Supply Source 1 | Energy Source - Energy Supply Source 2 | Account # - Energy Supply Source 2 | Metering Type - Energy Supply Source 2 | Rate schedule - Energy Supply Source 2 | Energy Source - Energy Supply Source 3 | Account # - Energy Supply Source 3 | Metering Type - Energy Supply Source 3 | Rate schedule - Energy Supply Source 3 | Energy Source - Energy Supply Source 4 | Account # - Energy Supply Source 4 | Metering Type - Energy Supply Source 4 | Rate schedule - Energy Supply Source 4 | Energy Source - Energy Supply Source 5 | Account # - Energy Supply Source 5 | Metering Type - Energy Supply Source 5 | Rate schedule - Energy Supply Source 5 | Energy Source - Energy Supply Source 6 | Account # - Energy Supply Source 6 | Metering Type - Energy Supply Source 6 | Rate schedule - Energy Supply Source 6 | Energy Source - Energy Supply Source 7 | Account # - Energy Supply Source 7 | Metering Type - Energy Supply Source 7 | Rate schedule - Energy Supply Source 7 | Benchmarking Source | Portfolio Manager Building ID | Year benchmarked (full year prior to audit) | Principal Use Type | Rating | Weather Normalized Source Energy Intensity | Site Energy Intensity (kBtu/sqft) | Site Energy Cost ($/sqft) | Target Site Energy Intensity (kBtu/sqft) | Target Site Energy Cost Intensity ($/sqft) | Annual Energy Savings to Reach Target (kBtu) | Annual Cost Savings to Reach Target ($) | Total GHG Emissions | Indoor Water Use Intensity | Benchmark Comments | Renewable Energy Output (kBtu) | Renewable Energy Annual Cost ($) | Other Benchmarking Source | Energy Source : Energy Source 1 | Space Heating : Energy Source 1 (kBtu) | Space Cooling : Energy Source 1 (kBtu) | Air Distribution : Energy Source 1 (kBtu) | Water Distribution : Energy Source 1 (kBtu) | Service Water Heating : Energy Source 1 (kBtu) | Conveyance : Energy Source 1 (kBtu) | Lighting : Energy Source 1 (kBtu) | Plug Loads : Energy Source 1 (kBtu) | Process Loads : Energy Source 1 (kBtu) | Refrigeration : Energy Source 1 (kBtu) | Cooking : Energy Source 1 (kBtu) | Data Center : Energy Source 1 (kBtu) | Other : Energy Source 1 (kBtu) | Annual Energy Use: Energy Source 1 (kBtu) | Annual Energy Cost: Energy Source 1 ($) | Annual Energy Cost Paid by Tenant : Energy Source 1 (%) | Energy Source : Energy Source 2 | Space Heating : Energy Source 2 (kBtu) | Space Cooling : Energy Source 2 (kBtu) | Air Distribution : Energy Source 2 (kBtu) | Water Distribution : Energy Source 2 (kBtu) | Service Water Heating : Energy Source 2 (kBtu) | Conveyance : Energy Source 2 (kBtu) | Lighting : Energy Source 2 (kBtu) | Plug Loads : Energy Source 2 (kBtu) | Process Loads : Energy Source 2 (kBtu) | Refrigeration : Energy Source 2 (kBtu) | Cooking : Energy Source 2 (kBtu) | Data Center : Energy Source 2 (kBtu) | Other : Energy Source 2 (kBtu) | Annual Energy Use: Energy Source 2 (kBtu) | Annual Energy Cost: Energy Source 2 ($) | Annual Energy Cost Paid by Tenant : Energy Source 2 (%) | Energy Source : Energy Source 3 | Space Heating : Energy Source 3 (kBtu) | Space Cooling : Energy Source 3 (kBtu) | Air Distribution : Energy Source 3 (kBtu) | Water Distribution : Energy Source 3 (kBtu) | Service Water Heating : Energy Source 3 (kBtu) | Conveyance : Energy Source 3 (kBtu) | Lighting : Energy Source 3 (kBtu) | Plug Loads : Energy Source 3 (kBtu) | Process Loads : Energy Source 3 (kBtu) | Refrigeration : Energy Source 3 (kBtu) | Cooking : Energy Source 3 (kBtu) | Data Center : Energy Source 3 (kBtu) | Other : Energy Source 3 (kBtu) | Annual Energy Use: Energy Source 3 (kBtu) | Annual Energy Cost: Energy Source 3 ($) | Annual Energy Cost Paid by Tenant : Energy Source 3 (%) | Energy Source : Energy Source 4 | Space Heating : Energy Source 4 (kBtu) | Space Cooling : Energy Source 4 (kBtu) | Air Distribution : Energy Source 4 (kBtu) | Water Distribution : Energy Source 4 (kBtu) | Service Water Heating : Energy Source 4 (kBtu) | Conveyance : Energy Source 4 (kBtu) | Lighting : Energy Source 4 (kBtu) | Plug Loads : Energy Source 4 (kBtu) | Process Loads : Energy Source 4 (kBtu) | Refrigeration : Energy Source 4 (kBtu) | Cooking : Energy Source 4 (kBtu) | Data Center : Energy Source 4 (kBtu) | Other : Energy Source 4 (kBtu) | Annual Energy Use: Energy Source 4 (kBtu) | Annual Energy Cost: Energy Source 4 ($) | Annual Energy Cost Paid by Tenant : Energy Source 4 (%) | Energy Source : Energy Source 5 | Space Heating : Energy Source 5 (kBtu) | Space Cooling : Energy Source 5 (kBtu) | Air Distribution : Energy Source 5 (kBtu) | Water Distribution : Energy Source 5 (kBtu) | Service Water Heating : Energy Source 5 (kBtu) | Conveyance : Energy Source 5 (kBtu) | Lighting : Energy Source 5 (kBtu) | Plug Loads : Energy Source 5 (kBtu) | Process Loads : Energy Source 5 (kBtu) | Refrigeration : Energy Source 5 (kBtu) | Cooking : Energy Source 5 (kBtu) | Data Center : Energy Source 5 (kBtu) | Other : Energy Source 5 (kBtu) | Annual Energy Use: Energy Source 5 (kBtu) | Annual Energy Cost: Energy Source 5 ($) | Annual Energy Cost Paid by Tenant : Energy Source 5 (%) | Total Annual Energy Use (kBtu) | Total Annual Energy Cost ($) | Total Space Heating (kBtu) | Total Space Cooling (kBtu) | Total Air Distribution (kBtu) | Total Water Distribution (kBtu) | Total Service Water Heating (kBtu) | Total Conveyance (kBtu) | Total Lighting (kBtu) | Total Plug Loads (kBtu) | Total Process Loads (kBtu) | Total Refrigeration (kBtu) | Total Cooking (kBtu) | Total Data Center (kBtu) | Total Other (kBtu) | Total Site Energy Use (kBtu) | Total Annual Energy Use for All End Uses (kBtu) | Total Annual Energy Cost for All End Uses ($) | Annual Summary System Name - Shared System 1 | Annual Summary Energy Type - Shared System 1 | Annual Summary Energy Use - Shared System 1 | Annual Summary Energy Cost - Shared System 1 | Annual Summary % Paid by Tenant - Shared System 1 | Annual Summary System Local to BBL - Shared System 1 | Annual Summary System Name - Shared System 2 | Annual Summary Energy Type - Shared System 2 | Annual Summary Energy Use - Shared System 2 | Annual Summary Energy Cost - Shared System 2 | Annual Summary % Paid by Tenant - Shared System 2 | Annual Summary System Local to BBL - Shared System 2 | Annual Summary System Name - Shared System 3 | Annual Summary Energy Type - Shared System 3 | Annual Summary Energy Use - Shared System 3 | Annual Summary Energy Cost - Shared System 3 | Annual Summary % Paid by Tenant - Shared System 3 | Annual Summary System Local to BBL - Shared System 3 | Annual Summary System Name - Shared System 4 | Annual Summary Energy Type - Shared System 4 | Annual Summary Energy Use - Shared System 4 | Annual Summary Energy Cost - Shared System 4 | Annual Summary % Paid by Tenant - Shared System 4 | Annual Summary System Local to BBL - Shared System 4 | Annual Summary System Name - Shared System 5 | Annual Summary Energy Type - Shared System 5 | Annual Summary Energy Use - Shared System 5 | Annual Summary Energy Cost - Shared System 5 | Annual Summary % Paid by Tenant - Shared System 5 | Annual Summary System Local to BBL - Shared System 5 | Annual Summary System Name - Shared System 6 | Annual Summary Energy Type - Shared System 6 | Annual Summary Energy Use - Shared System 6 | Annual Summary Energy Cost - Shared System 6 | Annual Summary % Paid by Tenant - Shared System 6 | Annual Summary System Local to BBL - Shared System 6 | Package Category: Package 1 | Package Name: Package 1 | End Use Category: Package 1-ECM 1 | Measure Category: Package 1-ECM 1 | Measure Name: Package 1-ECM 1 | Measure Description: Package 1-ECM 1 | Measure Status : Package 1-ECM 1 | Modeling/Calculation Approach: Package 1-ECM 1 | Measure Cost ($): Package 1-ECM 1 | Potential Incentives ($): Package 1-ECM 1 | Measure Life (years): Package 1-ECM 1 | End Use Category: Package 1-ECM 2 | Measure Category: Package 1-ECM 2 | Measure Name: Package 1-ECM 2 | Measure Description: Package 1-ECM 2 | Measure Status : Package 1-ECM 2 | Modeling/Calculation Approach: Package 1-ECM 2 | Measure Cost ($): Package 1-ECM 2 | Potential Incentives ($): Package 1-ECM 2 | Measure Life (years): Package 1-ECM 2 | End Use Category: Package 1-ECM 3 | Measure Category: Package 1-ECM 3 | Measure Name: Package 1-ECM 3 | Measure Description: Package 1-ECM 3 | Measure Status : Package 1-ECM 3 | Modeling/Calculation Approach: Package 1-ECM 3 | Measure Cost ($): Package 1-ECM 3 | Potential Incentives ($): Package 1-ECM 3 | Measure Life (years): Package 1-ECM 3 | Annual Cost Savings: Package 1 | Annual Demand Savings (kW): Package 1 | Annual Fuel 1 Energy Type: Package 1 | Annual Fuel 1 Energy Units: Package 1 | Annual Fuel 1 Savings: Package 1 | Annual Fuel 1 Annual Energy and Cost Savings: Energy Type: Package 1 | Annual Fuel 1 Annual Energy and Cost Savings: Energy Units: Package 1 | Annual Fuel 2 Energy Type: Package 1 | Annual Fuel 2 Energy Units: Package 1 | Annual Fuel 2 Savings: Package 1 | Annual Fuel 2 Annual Energy and Cost Savings: Energy Type: Package 1 | Annual Fuel 2 Annual Energy and Cost Savings: Energy Units: Package 1 | Annual Fuel 3 Energy Type: Package 1 | Annual Fuel 3 Energy Units: Package 1 | Annual Fuel 3 Savings: Package 1 | Annual Fuel 3 Annual Energy and Cost Savings: Energy Type: Package 1 | Annual Fuel 3 Annual Energy and Cost Savings: Energy Units: Package 1 | Annual Fuel 4 Energy Type: Package 1 | Annual Fuel 4 Energy Units: Package 1 | Annual Fuel 4 Savings: Package 1 | Annual Fuel 4 Annual Energy and Cost Savings: Energy Type: Package 1 | Annual Fuel 4 Annual Energy and Cost Savings: Energy Units: Package 1 | Annual Fuel 5 Energy Type: Package 1 | Annual Fuel 5 Energy Units: Package 1 | Annual Fuel 5 Savings: Package 1 | Annual Fuel 5 Annual Energy and Cost Savings: Energy Type: Package 1 | Annual Fuel 5 Annual Energy and Cost Savings: Energy Units: Package 1 | Net Measure Cost: Package 1 | Simple ROI: Package 1 | Simple Payback (excluding Incentives) (years): Package 1 | Simple Payback (including Incentives) (years): Package 1 | Package Category: Package 2 | Package Name: Package 2 | End Use Category: Package 2-ECM 1 | Measure Category: Package 2-ECM 1 | Measure Name: Package 2-ECM 1 | Measure Description: Package 2-ECM 1 | Measure Status : Package 2-ECM 1 | Modeling/Calculation Approach: Package 2-ECM 1 | Measure Cost ($): Package 2-ECM 1 | Potential Incentives ($): Package 2-ECM 1 | Measure Life (years): Package 2-ECM 1 | End Use Category: Package 2-ECM 2 | Measure Category: Package 2-ECM 2 | Measure Name: Package 2-ECM 2 | Measure Description: Package 2-ECM 2 | Measure Status : Package 2-ECM 2 | Modeling/Calculation Approach: Package 2-ECM 2 | Measure Cost ($): Package 2-ECM 2 | Potential Incentives ($): Package 2-ECM 2 | Measure Life (years): Package 2-ECM 2 | End Use Category: Package 2-ECM 3 | Measure Category: Package 2-ECM 3 | Measure Name: Package 2-ECM 3 | Measure Description: Package 2-ECM 3 | Measure Status : Package 2-ECM 3 | Modeling/Calculation Approach: Package 2-ECM 3 | Measure Cost ($): Package 2-ECM 3 | Potential Incentives ($): Package 2-ECM 3 | Measure Life (years): Package 2-ECM 3 | Annual Cost Savings: Package 2 | Annual Demand Savings (kW): Package 2 | Annual Fuel 1 Energy Type: Package 2 | Annual Fuel 1 Energy Units: Package 2 | Annual Fuel 1 Savings: Package 2 | Annual Fuel 1 Annual Energy and Cost Savings: Energy Type: Package 2 | Annual Fuel 1 Annual Energy and Cost Savings: Energy Units: Package 2 | Annual Fuel 2 Energy Type: Package 2 | Annual Fuel 2 Energy Units: Package 2 | Annual Fuel 2 Savings: Package 2 | Annual Fuel 2 Annual Energy and Cost Savings: Energy Type: Package 2 | Annual Fuel 2 Annual Energy and Cost Savings: Energy Units: Package 2 | Annual Fuel 3 Energy Type: Package 2 | Annual Fuel 3 Energy Units: Package 2 | Annual Fuel 3 Savings: Package 2 | Annual Fuel 3 Annual Energy and Cost Savings: Energy Type: Package 2 | Annual Fuel 3 Annual Energy and Cost Savings: Energy Units: Package 2 | Annual Fuel 4 Energy Type: Package 2 | Annual Fuel 4 Energy Units: Package 2 | Annual Fuel 4 Savings: Package 2 | Annual Fuel 4 Annual Energy and Cost Savings: Energy Type: Package 2 | Annual Fuel 4 Annual Energy and Cost Savings: Energy Units: Package 2 | Annual Fuel 5 Energy Type: Package 2 | Annual Fuel 5 Energy Units: Package 2 | Annual Fuel 5 Savings: Package 2 | Annual Fuel 5 Annual Energy and Cost Savings: Energy Type: Package 2 | Annual Fuel 5 Annual Energy and Cost Savings: Energy Units: Package 2 | Net Measure Cost: Package 2 | Simple ROI: Package 2 | Simple Payback (excluding Incentives) (years): Package 2 | Simple Payback (including Incentives) (years): Package 2 | Package Category: Package 3 | Package Name: Package 3 | End Use Category: Package 3-ECM 1 | Measure Category: Package 3-ECM 1 | Measure Name: Package 3-ECM 1 | Measure Description: Package 3-ECM 1 | Measure Status : Package 3-ECM 1 | Modeling/Calculation Approach: Package 3-ECM 1 | Measure Cost ($): Package 3-ECM 1 | Potential Incentives ($): Package 3-ECM 1 | Measure Life (years): Package 3-ECM 1 | End Use Category: Package 3-ECM 2 | Measure Category: Package 3-ECM 2 | Measure Name: Package 3-ECM 2 | Measure Description: Package 3-ECM 2 | Measure Status : Package 3-ECM 2 | Modeling/Calculation Approach: Package 3-ECM 2 | Measure Cost ($): Package 3-ECM 2 | Potential Incentives ($): Package 3-ECM 2 | Measure Life (years): Package 3-ECM 2 | End Use Category: Package 3-ECM 3 | Measure Category: Package 3-ECM 3 | Measure Name: Package 3-ECM 3 | Measure Description: Package 3-ECM 3 | Measure Status : Package 3-ECM 3 | Modeling/Calculation Approach: Package 3-ECM 3 | Measure Cost ($): Package 3-ECM 3 | Potential Incentives ($): Package 3-ECM 3 | Measure Life (years): Package 3-ECM 3 | Annual Cost Savings: Package 3 | Annual Demand Savings (kW): Package 3 | Annual Fuel 1 Energy Type: Package 3 | Annual Fuel 1 Energy Units: Package 3 | Annual Fuel 1 Savings: Package 3 | Annual Fuel 1 Annual Energy and Cost Savings: Energy Type: Package 3 | Annual Fuel 1 Annual Energy and Cost Savings: Energy Units: Package 3 | Annual Fuel 2 Energy Type: Package 3 | Annual Fuel 2 Energy Units: Package 3 | Annual Fuel 2 Savings: Package 3 | Annual Fuel 2 Annual Energy and Cost Savings: Energy Type: Package 3 | Annual Fuel 2 Annual Energy and Cost Savings: Energy Units: Package 3 | Annual Fuel 3 Energy Type: Package 3 | Annual Fuel 3 Energy Units: Package 3 | Annual Fuel 3 Savings: Package 3 | Annual Fuel 3 Annual Energy and Cost Savings: Energy Type: Package 3 | Annual Fuel 3 Annual Energy and Cost Savings: Energy Units: Package 3 | Annual Fuel 4 Energy Type: Package 3 | Annual Fuel 4 Energy Units: Package 3 | Annual Fuel 4 Savings: Package 3 | Annual Fuel 4 Annual Energy and Cost Savings: Energy Type: Package 3 | Annual Fuel 4 Annual Energy and Cost Savings: Energy Units: Package 3 | Annual Fuel 5 Energy Type: Package 3 | Annual Fuel 5 Energy Units: Package 3 | Annual Fuel 5 Savings: Package 3 | Annual Fuel 5 Annual Energy and Cost Savings: Energy Type: Package 3 | Annual Energy and Cost Savings: Energy Units: Package 3 | Net Measure Cost: Package 3 | Simple ROI: Package 3 | Simple Payback (excluding Incentives) (years): Package 3 | Simple Payback (including Incentives) (years): Package 3 | Package Category: Package 4 | Package Name: Package 4 | End Use Category: Package 4-ECM 1 | Measure Category: Package 4-ECM 1 | Measure Name: Package 4-ECM 1 | Measure Description: Package 4-ECM 1 | Measure Status : Package 4-ECM 1 | Modeling/Calculation Approach: Package 4-ECM 1 | Measure Cost ($): Package 4-ECM 1 | Potential Incentives ($): Package 4-ECM 1 | Measure Life (years): Package 4-ECM 1 | End Use Category: Package 4-ECM 2 | Measure Category: Package 4-ECM 2 | Measure Name: Package 4-ECM 2 | Measure Description: Package 4-ECM 2 | Measure Status : Package 4-ECM 2 | Modeling/Calculation Approach: Package 4-ECM 2 | Measure Cost ($): Package 4-ECM 2 | Potential Incentives ($): Package 4-ECM 2 | Measure Life (years): Package 4-ECM 2 | End Use Category: Package 4-ECM 3 | Measure Category: Package 4-ECM 3 | Measure Name: Package 4-ECM 3 | Measure Description: Package 4-ECM 3 | Measure Status : Package 4-ECM 3 | Modeling/Calculation Approach: Package 4-ECM 3 | Measure Cost ($): Package 4-ECM 3 | Potential Incentives ($): Package 4-ECM 3 | Measure Life (years): Package 4-ECM 3 | Annual Cost Savings: Package 4 | Annual Demand Savings (kW): Package 4 | Annual Fuel 1 Energy Type: Package 4 | Annual Fuel 1 Energy Units: Package 4 | Annual Fuel 1 Savings: Package 4 | Annual Fuel 1 Annual Energy and Cost Savings: Energy Type: Package 4 | Annual Fuel 1 Annual Energy and Cost Savings: Energy Units: Package 4 | Annual Fuel 2 Energy Type: Package 4 | Annual Fuel 2 Energy Units: Package 4 | Annual Fuel 2 Savings: Package 4 | Annual Fuel 2 Annual Energy and Cost Savings: Energy Type: Package 4 | Annual Fuel 2 Annual Energy and Cost Savings: Energy Units: Package 4 | Annual Fuel 3 Energy Type: Package 4 | Annual Fuel 3 Energy Units: Package 4 | Annual Fuel 3 Savings: Package 4 | Annual Fuel 3 Annual Energy and Cost Savings: Energy Type: Package 4 | Annual Fuel 3 Annual Energy and Cost Savings: Energy Units: Package 4 | Annual Fuel 4 Energy Type: Package 4 | Annual Fuel 4 Energy Units: Package 4 | Annual Fuel 4 Savings: Package 4 | Annual Fuel 4 Annual Energy and Cost Savings: Energy Type: Package 4 | Annual Fuel 4 Annual Energy and Cost Savings: Energy Units: Package 4 | Annual Fuel 5 Energy Type: Package 4 | Annual Fuel 5 Energy Units: Package 4 | Annual Fuel 5 Savings: Package 4 | Annual Fuel 5 Annual Energy and Cost Savings: Energy Type: Package 4 | Annual Fuel 5 Annual Energy and Cost Savings: Energy Units: Package 4 | Net Measure Cost: Package 4 | Simple ROI: Package 4 | Simple Payback (excluding Incentives) (years): Package 4 | Simple Payback (including Incentives) (years): Package 4 | Shared System ID: BBL Package 1 | Package Category: BBL Package 1 | Package Name: BBL Package 1 | Change in O&M Cost Annually (If Significant): BBL Package1-ECM 1 | Applies to shared system: BBL Package1-ECM 1 | End Use Category: BBL Package 1-ECM 1 | Measure Category: BBL Package 1-ECM 1 | Measure Name: BBL Package 1-ECM 1 | Measure Description: BBL Package 1-ECM 1 | Measure Status : BBL Package 1-ECM 1 | Modeling/Calculation Approach: BBL Package 1-ECM 1 | Measure Cost ($): BBL Package 1-ECM 1 | Potential Incentives ($): BBL Package 1-ECM 1 | Measure Life (years): BBL Package 1-ECM 1 | Change in O&M Cost Annually (If Significant): BBL Package1-ECM 2 | Applies to shared system: BBL Package1-ECM 2 | End Use Category: BBL Package 1-ECM 2 | Measure Category: BBL Package 1-ECM 2 | Measure Name: BBL Package 1-ECM 2 | Measure Description: BBL Package 1-ECM 2 | Measure Status : BBL Package 1-ECM 2 | Modeling/Calculation Approach: BBL Package 1-ECM 2 | Measure Cost ($): BBL Package 1-ECM 2 | Potential Incentives ($): BBL Package 1-ECM 2 | Measure Life (years): BBL Package 1-ECM 2 | Change in O&M Cost Annually (If Significant): BBL Package1-ECM 3 | Applies to shared system: BBL Package1-ECM 3 | End Use Category: BBL Package 1-ECM 3 | Measure Category: BBL Package 1-ECM 3 | Measure Name: BBL Package 1-ECM 3 | Measure Description: BBL Package 1-ECM 3 | Measure Status : BBL Package 1-ECM 3 | Modeling/Calculation Approach: BBL Package 1-ECM 3 | Measure Cost ($): BBL Package 1-ECM 3 | Potential Incentives ($): BBL Package 1-ECM 3 | Measure Life (years): BBL Package 1-ECM 3 | Annual Cost Savings: BBL Package 1 | Annual Demand Savings (kW): BBL Package 1 | Annual Fuel 1 Energy Type: BBL Package 1 | Annual Fuel 1 Energy Units: BBL Package 1 | Annual Fuel 1 Savings: BBL Package 1 | Annual Fuel 1 Annual Energy and Cost Savings: Energy Type: BBL Package 1 | Annual Fuel 1 Annual Energy and Cost Savings: Energy Units: BBL Package 1 | Annual Fuel 2 Energy Type: BBL Package 1 | Annual Fuel 2 Energy Units: BBL Package 1 | Annual Fuel 2 Savings: BBL Package 1 | Annual Fuel 2 Annual Energy and Cost Savings: Energy Type: BBL Package 1 | Annual Fuel 2 Annual Energy and Cost Savings: Energy Units: BBL Package 1 | Annual Fuel 3 Energy Type: BBL Package 1 | Annual Fuel 3 Energy Units: BBL Package 1 | Annual Fuel 3 Savings: BBL Package 1 | Annual Fuel 3 Annual Energy and Cost Savings: Energy Type: BBL Package 1 | Annual Fuel 3 Annual Energy and Cost Savings: Energy Units: BBL Package 1 | Annual Fuel 4 Energy Type: BBL Package 1 | Annual Fuel 4 Energy Units: BBL Package 1 | Annual Fuel 4 Savings: BBL Package 1 | Annual Fuel 4 Annual Energy and Cost Savings: Energy Type: BBL Package 1 | Annual Fuel 4 Annual Energy and Cost Savings: Energy Units: BBL Package 1 | Annual Fuel 5 Energy Type: BBL Package 1 | Annual Fuel 5 Energy Units: BBL Package 1 | Annual Fuel 5 Savings: BBL Package 1 | Annual Fuel 5 Annual Energy and Cost Savings: Energy Type: BBL Package 1 | Annual Energy and Cost Savings: Energy Units: BBL Package 1 | Net Measure Cost: BBL Package 1 | Simple ROI: BBL Package 1 | Simple Payback (excluding Incentives) (years): BBL Package 1 | Simple Payback (including Incentives) (years): BBL Package 1 | Shared System ID: BBL Package 2 | Package Category: BBL Package 2 | Package Name: BBL Package 2 | Change in O&M Cost Annually (If Significant): BBL Package2-ECM 1 | Applies to shared system: BBL Package2-ECM 1 | End Use Category: BBL Package 2-ECM 1 | Measure Category: BBL Package 2-ECM 1 | Measure Name: BBL Package 2-ECM 1 | Measure Description: BBL Package 2-ECM 1 | Measure Status : BBL Package 2-ECM 1 | Modeling/Calculation Approach: BBL Package 2-ECM 1 | Measure Cost ($): BBL Package 2-ECM 1 | Potential Incentives ($): BBL Package 2-ECM 1 | Measure Life (years): BBL Package 2-ECM 1 | Change in O&M Cost Annually (If Significant): BBL Package2-ECM 2 | Applies to shared system: BBL Package2-ECM 2 | End Use Category: BBL Package 2-ECM 2 | Measure Category: BBL Package 2-ECM 2 | Measure Name: BBL Package 2-ECM 2 | Measure Description: BBL Package 2-ECM 2 | Measure Status : BBL Package 2-ECM 2 | Modeling/Calculation Approach: BBL Package 2-ECM 2 | Measure Cost ($): BBL Package 2-ECM 2 | Potential Incentives ($): BBL Package 2-ECM 2 | Measure Life (years): BBL Package 2-ECM 2 | Change in O&M Cost Annually (If Significant): BBL Package2-ECM 3 | Applies to shared system: BBL Package2-ECM 3 | End Use Category: BBL Package 2-ECM 3 | Measure Category: BBL Package 2-ECM 3 | Measure Name: BBL Package 2-ECM 3 | Measure Description: BBL Package 2-ECM 3 | Measure Status : BBL Package 2-ECM 3 | Modeling/Calculation Approach: BBL Package 2-ECM 3 | Measure Cost ($): BBL Package 2-ECM 3 | Potential Incentives ($): BBL Package 2-ECM 3 | Measure Life (years): BBL Package 2-ECM 3 | Annual Cost Savings: BBL Package 2 | Annual Demand Savings (kW): BBL Package 2 | Annual Fuel 1 Energy Type: BBL Package 2 | Annual Fuel 1 Energy Units: BBL Package 2 | Annual Fuel 1 Savings: BBL Package 2 | Annual Fuel 1 Annual Energy and Cost Savings: Energy Type: BBL Package 2 | Annual Fuel 1 Annual Energy and Cost Savings: Energy Units: BBL Package 2 | Annual Fuel 2 Energy Type: BBL Package 2 | Annual Fuel 2 Energy Units: BBL Package 2 | Annual Fuel 2 Savings: BBL Package 2 | Annual Fuel 2 Annual Energy and Cost Savings: Energy Type: BBL Package 2 | Annual Fuel 2 Annual Energy and Cost Savings: Energy Units: BBL Package 2 | Annual Fuel 3 Energy Type: BBL Package 2 | Annual Fuel 3 Energy Units: BBL Package 2 | Annual Fuel 3 Savings: BBL Package 2 | Annual Fuel 3 Annual Energy and Cost Savings: Energy Type: BBL Package 2 | Annual Fuel 3 Annual Energy and Cost Savings: Energy Units: BBL Package 2 | Annual Fuel 4 Energy Type: BBL Package 2 | Annual Fuel 4 Energy Units: BBL Package 2 | Annual Fuel 4 Savings: BBL Package 2 | Annual Fuel 4 Annual Energy and Cost Savings: Energy Type: BBL Package 2 | Annual Fuel 4 Annual Energy and Cost Savings: Energy Units: BBL Package 2 | Annual Fuel 5 Energy Type: BBL Package 2 | Annual Fuel 5 Energy Units: BBL Package 2 | Annual Fuel 5 Savings: BBL Package 2 | Annual Fuel 5 Annual Energy and Cost Savings: Energy Type: BBL Package 2 | Annual Energy and Cost Savings: Energy Units: BBL Package 2 | Net Measure Cost: BBL Package 2 | Simple ROI: BBL Package 2 | Simple Payback (excluding Incentives) (years): BBL Package 2 | Simple Payback (including Incentives) (years): BBL Package 2 | Shared System ID: BBL Package 3 | Package Category: BBL Package 3 | Package Name: BBL Package 3 | Change in O&M Cost Annually (If Significant): BBL Package3-ECM 1 | Applies to shared system: BBL Package3-ECM 1 | End Use Category: BBL Package 3-ECM 1 | Measure Category: BBL Package 3-ECM 1 | Measure Name: BBL Package 3-ECM 1 | Measure Description: BBL Package 3-ECM 1 | Measure Status : BBL Package 3-ECM 1 | Modeling/Calculation Approach: BBL Package 3-ECM 1 | Measure Cost ($): BBL Package 3-ECM 1 | Potential Incentives ($): BBL Package 3-ECM 1 | Measure Life (years): BBL Package 3-ECM 1 | Change in O&M Cost Annually (If Significant): BBL Package3-ECM 2 | Applies to shared system: BBL Package3-ECM 2 | End Use Category: BBL Package 3-ECM 2 | Measure Category: BBL Package 3-ECM 2 | Measure Name: BBL Package 3-ECM 2 | Measure Description: BBL Package 3-ECM 2 | Measure Status : BBL Package 3-ECM 2 | Modeling/Calculation Approach: BBL Package 3-ECM 2 | Measure Cost ($): BBL Package 3-ECM 2 | Potential Incentives ($): BBL Package 3-ECM 2 | Measure Life (years): BBL Package 3-ECM 2 | Change in O&M Cost Annually (If Significant): BBL Package3-ECM 3 | Applies to shared system: BBL Package3-ECM 3 | End Use Category: BBL Package 3-ECM 3 | Measure Category: BBL Package 3-ECM 3 | Measure Name: BBL Package 3-ECM 3 | Measure Description: BBL Package 3-ECM 3 | Measure Status : BBL Package 3-ECM 3 | Modeling/Calculation Approach: BBL Package 3-ECM 3 | Measure Cost ($): BBL Package 3-ECM 3 | Potential Incentives ($): BBL Package 3-ECM 3 | Measure Life (years): BBL Package 3-ECM 3 | Annual Cost Savings: BBL Package 3 | Annual Demand Savings (kW): BBL Package 3 | Annual Fuel 1 Energy Type: BBL Package 3 | Annual Fuel 1 Energy Units: BBL Package 3 | Annual Fuel 1 Savings: BBL Package 3 | Annual Fuel 1 Annual Energy and Cost Savings: Energy Type: BBL Package 3 | Annual Fuel 1 Annual Energy and Cost Savings: Energy Units: BBL Package 3 | Annual Fuel 2 Energy Type: BBL Package 3 | Annual Fuel 2 Energy Units: BBL Package 3 | Annual Fuel 2 Savings: BBL Package 3 | Annual Fuel 2 Annual Energy and Cost Savings: Energy Type: BBL Package 3 | Annual Fuel 2 Annual Energy and Cost Savings: Energy Units: BBL Package 3 | Annual Fuel 3 Energy Type: BBL Package 3 | Annual Fuel 3 Energy Units: BBL Package 3 | Annual Fuel 3 Savings: BBL Package 3 | Annual Fuel 3 Annual Energy and Cost Savings: Energy Type: BBL Package 3 | Annual Fuel 3 Annual Energy and Cost Savings: Energy Units: BBL Package 3 | Annual Fuel 4 Energy Type: BBL Package 3 | Annual Fuel 4 Energy Units: BBL Package 3 | Annual Fuel 4 Savings: BBL Package 3 | Annual Fuel 4 Annual Energy and Cost Savings: Energy Type: BBL Package 3 | Annual Fuel 4 Annual Energy and Cost Savings: Energy Units: BBL Package 3 | Annual Fuel 5 Energy Type: BBL Package 3 | Annual Fuel 5 Energy Units: BBL Package 3 | Annual Fuel 5 Savings: BBL Package 3 | Annual Fuel 5 Annual Energy and Cost Savings: Energy Type: BBL Package 3 | Annual Energy and Cost Savings: Energy Units: BBL Package 3 | Net Measure Cost: BBL Package 3 | Simple ROI: BBL Package 3 | Simple Payback (excluding Incentives) (years): BBL Package 3 | Simple Payback (including Incentives) (years): BBL Package 3 | Shared System ID: BBL Package 4 | Package Category: BBL Package 4 | Package Name: BBL Package 4 | Change in O&M Cost Annually (If Significant): BBL Package4-ECM 1 | Applies to shared system: BBL Package4-ECM 1 | End Use Category: BBL Package 4-ECM 1 | Measure Category: BBL Package 4-ECM 1 | Measure Name: BBL Package 4-ECM 1 | Measure Description: BBL Package 4-ECM 1 | Measure Status : BBL Package 4-ECM 1 | Modeling/Calculation Approach: BBL Package 4-ECM 1 | Measure Cost ($): BBL Package 4-ECM 1 | Potential Incentives ($): BBL Package 4-ECM 1 | Measure Life (years): BBL Package 4-ECM 1 | Change in O&M Cost Annually (If Significant): BBL Package4-ECM 2 | Applies to shared system: BBL Package4-ECM 2 | End Use Category: BBL Package 4-ECM 2 | Measure Category: BBL Package 4-ECM 2 | Measure Name: BBL Package 4-ECM 2 | Measure Description: BBL Package 4-ECM 2 | Measure Status : BBL Package 4-ECM 2 | Modeling/Calculation Approach: BBL Package 4-ECM 2 | Measure Cost ($): BBL Package 4-ECM 2 | Potential Incentives ($): BBL Package 4-ECM 2 | Measure Life (years): BBL Package 4-ECM 2 | Change in O&M Cost Annually (If Significant): BBL Package4-ECM 3 | Applies to shared system: BBL Package4-ECM 3 | End Use Category: BBL Package 4-ECM 3 | Measure Category: BBL Package 4-ECM 3 | Measure Name: BBL Package 4-ECM 3 | Measure Description: BBL Package 4-ECM 3 | Measure Status : BBL Package 4-ECM 3 | Modeling/Calculation Approach: BBL Package 4-ECM 3 | Measure Cost ($): BBL Package 4-ECM 3 | Potential Incentives ($): BBL Package 4-ECM 3 | Measure Life (years): BBL Package 4-ECM 3 | Annual Cost Savings: BBL Package 4 | Annual Demand Savings (kW): BBL Package 4 | Annual Fuel 1 Energy Type: BBL Package 4 | Annual Fuel 1 Energy Units: BBL Package 4 | Annual Fuel 1 Savings: BBL Package 4 | Annual Fuel 1 Annual Energy and Cost Savings: Energy Type: BBL Package 4 | Annual Fuel 1 Annual Energy and Cost Savings: Energy Units: BBL Package 4 | Annual Fuel 2 Energy Type: BBL Package 4 | Annual Fuel 2 Energy Units: BBL Package 4 | Annual Fuel 2 Savings: BBL Package 4 | Annual Fuel 2 Annual Energy and Cost Savings: Energy Type: BBL Package 4 | Annual Fuel 2 Annual Energy and Cost Savings: Energy Units: BBL Package 4 | Annual Fuel 3 Energy Type: BBL Package 4 | Annual Fuel 3 Energy Units: BBL Package 4 | Annual Fuel 3 Savings: BBL Package 4 | Annual Fuel 3 Annual Energy and Cost Savings: Energy Type: BBL Package 4 | Annual Fuel 3 Annual Energy and Cost Savings: Energy Units: BBL Package 4 | Annual Fuel 4 Energy Type: BBL Package 4 | Annual Fuel 4 Energy Units: BBL Package 4 | Annual Fuel 4 Savings: BBL Package 4 | Annual Fuel 4 Annual Energy and Cost Savings: Energy Type: BBL Package 4 | Annual Fuel 4 Annual Energy and Cost Savings: Energy Units: BBL Package 4 | Annual Fuel 5 Energy Type: BBL Package 4 | Annual Fuel 5 Energy Units: BBL Package 4 | Annual Fuel 5 Savings: BBL Package 4 | Annual Fuel 5 Annual Energy and Cost Savings: Energy Type: BBL Package 4 | Annual Fuel 5 Annual Energy and Cost Savings: Energy Units: BBL Package 4 | Net Measure Cost: BBL Package 4 | Simple ROI: BBL Package 4 | Simple Payback (excluding Incentives) (years): BBL Package 4 | Simple Payback (including Incentives) (years): BBL Package 4 | Total Cost Savings ($) | Total Peak Demand Savings | Total Fuel 1 Savings | Total Fuel 2 Savings | Total Fuel 3 Savings | Total Fuel 4 Savings | Total Fuel 5 Savings | Total Measure Cost | Total Potential Incentives | Total Net Measure Cost | Net Measure Cost Package 1 | Net Measure Cost Package 2 | Net Measure Cost Package 3 | Net Measure Cost Package 4

## Instructions & Inputs
Deep Energy Retrofit Planning Tool
If an Audit Template comma separated values (CSV) file is not available to import, please enter the data in the blue cells below.
Refer to the User Guide for detailed instructions on how to use this tool.
Your Building's Information
Auditor/Submitter Company (shown on cover page of report)
Address or Building Name | Enter Here
Primary Space Type | Select from list |  | #N/A
Gross Floor Area (square feet) | Enter Here
Year Constructed | Enter Here
Height (floors/stories) | Enter Here
Primary Heating System | #N/A
Primary Heating Fuel | #N/A
Cooling System | Room by Room
Hot Water Production | Select from list
Wall Construction | Select from list
TWG typology based on audit input | #N/A
Enter the Building TWG Typology (same as above if appropriate) | #N/A
Building Typology Assignment | #N/A
Enter the Building Typology (same as above if appropriate) | #N/A
Enter the building's current ENERGY STAR ® score
Enter the building's current Energy Efficiency Grade | NA
Existing/Proposed Energy Use
Below each fuel type in the Existing Annual Energy Use section, enter the percentage of that energy type paid for by the tenants. For example, 70% would mean that the tenants pay for 70% of that energy type, while the building owner/manager pays for the other 30%. |  | Existing Annual Energy Use |  |  |  |  | Proposed Annual Energy Use
| Energy Type | Electricity (kBTU) | Natural Gas (kBTU) | Fuel Oil (kBTU) | Steam (kBTU) | Total Site Energy Use (kBTU) | Electricity (kBTU) | Natural Gas (kBTU) | Fuel Oil (kBTU) | Steam (kBTU) | Total Site Energy Use (kBTU)
| Annual Total | 0 | 0 | 0 | 0 | 0 | 0 | 0 | 0 | 0 | 0
| Percent of Energy Type Paid for by Tenants | 0% | 0% | 0% | 0%
80x50 Opportunity Sequencing
Please assess the timeline below for important planning milestones for the building. Adjust the "Timeframe for Action" column entries to customize the timeline as appropriate based on audit findings and building management preferences. For guidance on sequencing, please reference the accompanying Technical Sequencing Document, available here: Link
To help the planning discussion, indicate the next year for refinance, substantial retrofit, re-positioning, or other major financial considerations (if known): |  |  |  |  | (enter year if known)
Opportunity and Type | Associated Measures | Equipment Install Year (if applicable) | Expected Useful Life | Timeframe for Decision (default can be overridden) | Within 5 years | 5-9 years | 10-14 years | 15-19 years | 20-24 years | 25-29 years
Existing Building System Optimization
Dom. Hot Water | Low flow fixtures | N/A | 15 | Within 5 years
Air Sealing | Common area air sealing | N/A |  | Within 5 years
Space Heating | Optimized heat distribution | N/A |  | Within 5 years
Space Heating | Room by room heat control | N/A |  | Within 5 years
Lights/Appliances | Common area efficiency and controls upgrade | N/A |  | Within 5 years
Ventilation | Seal and balance existing ductwork | N/A |  | Within 5 years
On Site Generation | On-site and/or community solar electricity supply | N/A |  | Within 5 years
Tenant Turnover
Lights/Appliances | Improved tenant space lighting efficiency/controls | Continuous |  | Within 5 years
Lights/Appliances | Improved tenant space plug load efficiency/controls | Continuous |  | Within 5 years
Air Sealing | Tenant space air sealing | Continuous |  | Within 5 years
Existing Building System End of Life
Space Heating | #N/A | Enter Here | 40 | Within 5 years
Space Cooling | #N/A | Enter Here | 10 | Within 5 years
Ventilation | #N/A | Enter Here | 20 | Within 5 years
Dom. Hot Water | Air-water heat pump | N/A | 15 | 15-19 years
Exterior Walls | #N/A | N/A | 50 | 10-14 years
Windows | #N/A | Enter Here | 30 | Within 5 years
Roof | #N/A | Enter Here |  | Within 5 years
Additional Auditor Comments
This section is transferred to Page 6 of the report output, and has additional input from the auditor on this building's characteristics and circumstances which can affect the long term deep energy retrofit planning process. Considerations can touch on savings estimates, capital planning and financing options, impacts to occupants and their spaces, and explanation of timing recommendations.
No additional comments

## Report
2026-08-05
Deep Energy Retrofit Planning Report
Supplement to Building Energy Audit Data Report
Enter Here
*Optional data input - note these fields may be hidden as unrequired:
-Please enter the building ENERGY STAR Score in the "Rating" field of the Benchmarking section of the "Utility Data and Benchmarking" page of the Audit Template, or in the "Instructions & Inputs" tab. -If tenant energy use is paid for by tenants, please enter the amount in the "Percent Paid By Tenant" field of the "Building Annual Summary for Energy Use and Energy Cost" section of the "Utility Data and Benchmarking" page of the Audit Template, or in the "Instructions & Inputs" tab.
Deep Energy Retrofits for All Buildings
In 2019, New York City committed to achieve carbon neutrality by 2050. With this commitment, New York City joined leading cities to align with the United Nations’ targets to avert the worst impacts of climate change. All buildings will need to achieve deep energy reductions to achieve carbon neutrality. In order to meet this goal, a majority of New York City buildings must transition away from fossil fuel use for heating, cooling and domestic hot water and instead install highly efficient electric options and other renewable technologies. The NYC Buildings Technical Working Group (TWG), a group of more than fifty stakeholders and experts, analyzed the deep energy retrofit strategies that will be required to achieve deep decarbonization of our City’s buildings. This report applies these strategies to your building’s characteristics and suggests sequencing opportunities to phase in these strategies over time.
Summary of Your Building
|  | Enter Here | [7 empty] | TWG Typology | [5 empty] | #N/A
[10 empty] | Building Typology Based on Audit | [5 empty] | #N/A
[10 empty] | Size | [5 empty] | Enter Here SF
[10 empty] | Height (stories) | [5 empty] | Enter Here
[10 empty] | Construction Year | [5 empty] | Enter Here
[10 empty] | Heating System | [5 empty] | #N/A
[10 empty] | Cooling System | [5 empty] | Room by Room
[5 empty] | Site Energy Use |  |  |  |  | Wall Construction | [5 empty] | Select from list
| NYC Energy Efficiency Grade |  |  |  |  | ENERGY STAR® score |  |  |  | Domestic Hot Water (DHW) | [5 empty] | Select from list
NA
Deep Energy Retrofit Packages for Your Building
#N/A
NYC Local Law 97 of 2019
To further combat climate change, New York City instituted Local Law 97 of 2019, capping energy-based greenhouse gas (GHG) emissions from buildings 25,000 square feet and larger starting in 2024. The information in this report can help plan for compliance with this law.
#N/A |  |  |  |  | #N/A |  |  |  |  | #N/A | [6 empty] | #N/A
#N/A |  |  |  |  | #N/A |  |  |  |  | #N/A | [6 empty] | #N/A
#N/A |  |  |  |  | Site Energy Savings |  |  |  |  | #N/A | [6 empty] | #N/A
#N/A |  |  |  |  | #N/A |  |  |  |  | #N/A | [6 empty] | #N/A
#N/A |  |  |  |  | #N/A |  |  |  |  | #N/A | [6 empty] | #N/A
*Citywide GHG emissions are generated primarily by: energy use in buildings, public and private transportation, and material waste.
Impact of Deep Energy Retrofits on Your Building
All deep energy retrofit paths represent significant scopes of work and may require dramatically changing building operations. The set of measures included in your building's LL87 Energy Efficiency Report (EER) is shown for comparison to your building’s deep energy retrofit path options. As an ASHRAE Level II audit*, the LL87 EER recommendations are not meant to achieve the deep level of energy savings that are included in these options.
Potential Site Energy Use Reductions for Your Building
Enter Here
[6 empty] | #VALUE! |  | #N/A |  |  |  | #N/A |  |  |  | #N/A |  |  |  | #N/A
#N/A
[8 empty] | #N/A |  |  |  | #N/A |  |  |  | #N/A |  |  |  | #N/A
Benefit and Cost Comparison***
|  | BENEFIT | [5 empty] | #N/A |  |  |  | #N/A |  |  |  | #N/A |  |  |  | #N/A
Site Energy Savings
|  | BENEFIT | [5 empty] | #N/A |  |  |  | #N/A |  |  |  | #N/A |  |  |  | #N/A
|  | GHG Savings | [5 empty] | #N/A | #N/A | #N/A | #N/A | #N/A | #N/A | #N/A | #N/A | #N/A | #N/A | #N/A | #N/A | #N/A | #N/A | #N/A | #N/A
|  | BENEFIT | [5 empty] | #N/A |  |  |  | #N/A |  |  |  | #N/A |  |  |  | #N/A
|  | Improved Occupant Experience | [5 empty] | #N/A | #N/A | #N/A | #N/A | #N/A | #N/A | #N/A | #N/A | #N/A | #N/A | #N/A | #N/A | #N/A | #N/A | #N/A | #N/A
|  | COST | [5 empty] | #N/A |  |  |  | #N/A |  |  |  | #N/A |  |  |  | #N/A
|  | Capital Costs | [5 empty] | #N/A | #N/A | #N/A | #N/A | #N/A | #N/A | #N/A | #N/A | #N/A | #N/A | #N/A | #N/A | #N/A | #N/A | #N/A | #N/A
|  | COST | [5 empty] | #N/A |  |  |  | #N/A |  |  |  | #N/A |  |  |  | #N/A
|  | Operations & Maintenance | [5 empty] | #N/A | #N/A | #N/A | #N/A | #N/A | #N/A | #N/A | #N/A | #N/A | #N/A | #N/A | #N/A | #N/A | #N/A | #N/A | #N/A
*ASHRAE: the American Society of Heating, Refrigeration, and Air Conditioning Engineers, that sets standards for building energy audits.
**The recommendation package from the LL87 does not include the energy savings from retro commissioning, which can be substantial.
***Metrics are detailed starting on page 8 of this report. For examples of costs for deep energy retrofit options, case studies of completed retrofits are included on the NYC Accelerator website at: www.nyc.gov/retrofitaccelerator
Deep Energy Retrofit Package Measures Comparison
There are several measures which are common to all deep energy retrofit packages. Other measures are specific to a given package. Descriptions of the measures and those relevant to each package are depicted below. Estimated energy savings assume completing all of the measures in each package.
[21 empty] | #N/A | #N/A | #N/A | #N/A
Domestic Hot Water (DHW) Measures
|  | #N/A | [18 empty] | #N/A | #N/A | #N/A | #N/A
Lighting and Plug Load Measures
|  | #N/A | [18 empty] | #N/A | #N/A | #N/A | #N/A
On-Site Solar Energy
|  | Solar PV or thermal energy should be maximized based on site conditions. If on-site solar is not feasible, pursue community solar. The Next Steps section of this report has links to online resources. | [18 empty] | #N/A | #N/A | #N/A | #N/A
Space Heating Measures
|  | In every room, use thermostatic controls that can incorporate window sensors, temperature setbacks, and occupancy sensors. Engage with the occupants and staff about optimizing comfort and operating controls. | [18 empty] | #N/A | #N/A | #N/A | #N/A
|  | #N/A | [18 empty] | #N/A | #N/A | #N/A | #N/A
|  | #N/A | [18 empty] | #N/A | #N/A | #N/A | #N/A
|  | #N/A | [18 empty] | #N/A | #N/A | #N/A | #N/A
Space Cooling Measures
|  | #N/A | [18 empty] | #N/A | #N/A | #N/A | #N/A
|  | #N/A | [18 empty] | #N/A | #N/A | #N/A | #N/A
|  | #N/A | [18 empty] | #N/A | #N/A | #N/A | #N/A
Ventilation Measures
|  | #N/A | [18 empty] | #N/A | #N/A | #N/A | #N/A
|  | #N/A | [18 empty] | #N/A | #N/A | #N/A | #N/A
Exterior Wall Air Sealing and Insulation Measures
|  | #N/A | [18 empty] | #N/A | #N/A | #N/A | #N/A
|  | #N/A | [18 empty] | #N/A | #N/A | #N/A | #N/A
Window Measures
|  | #N/A | [18 empty] | #N/A | #N/A | #N/A | #N/A
|  | #N/A | [18 empty] | #N/A | #N/A | #N/A | #N/A
Deep Energy Retrofit Sequencing Guidance
This page provides guidance on how to approach the development of a long-term plan for your building's deep energy retrofits. Use this page as a companion to the timeline chart on the next page. Ideal Sequencing Building systems impact each other. For example, better insulation should reduce heating and cooling loads. The timing of construction projects can impact installation costs and disruption. Using incentives or rebates that may be available in the short term frees up capital to invest in incremental improvements further into the future. Poor sequencing misses the opportunity to combine efforts or does not address interactive building systems holistically. A long-term plan allows for coordinated efforts that will increase the efficiency of implementing a deep energy retrofit. Existing Building System Optimization Prioritize implementation of measures that reduce heating and cooling loads, such as air sealing, heating system controls and distribution repairs, and lighting and appliance upgrades as soon as feasible. These measures reduce heating and cooling needs, allowing for purchase of smaller and less expensive equipment when the time comes for future system upgrades. These measures also tend to improve comfort and health for occupants through improved air quality, temperature control, and safety. The energy cost savings from reduced heating and cooling loads in the short term can also be applied toward capital expenses for future, larger-scale measures. Tenant Turnover When tenants vacate spaces, building owners and staff have the opportunity to make energy efficiency improvements in addition to repairs or aesthetic upgrades. This includes air sealing in places that may be hard to reach when spaces are occupied, standardizing equipment, and replacing or upgrading equipment such as air conditioners or packaged terminal units. Existing Building System End of Life Upgrades to building systems are often most cost-effective at the time when major equipment is at the end of its useful life and due for replacement. Capitalize on these times where investments are already required to upgrade key systems, or choose additional systems that can easily be completed at the same time. While the exact time for replacement may not be known, it is good practice to plan around the equipment’s expected useful life. This also helps minimize the risk of expensive emergency repairs or replacements. There may only be one opportunity between now and 2050 to take advantage of the replacement systems, such as heating and cooling plants, so plan well in advance of these time windows to develop the strategy that will maximize the efficiency and cost-effectiveness of improvements.
Your Building's Ideal Sequence
Enter Here
The key building systems measures are organized into the sequencing categories described on the previous page. This chart can help facilitate discussions on the timing of upgrades to your building and visualize the potential relationships between measures. There are many measures which are the same across all packages that will reduce energy use in the building and improve comfort. Your sequencing strategy should prioritize these measures. Major building systems are designated for replacement based on the approximate end of useful life of the equipment. Your building's owner, management, and energy auditors can work together to adjust the timing of these and all other measures in your building.
(Re)financing provides an important opportunity to make capital improvements. The next estimated financing milestone (if known) is:
Building System Replacement Timeline | [11 empty] | Within 5 years |  | 5-9 years |  | 10-14 years |  | 15-19 years |  | 20-24 years |  | 25-29 years
Category |  |  | Measure
Existing Building System Optimization
Dom. Hot Water |  |  | Low flow fixtures
Air Sealing |  |  | Common area air sealing
Space Heating |  |  | Optimized heat distribution
Space Heating |  |  | Room by room heat control
Lights/Appliances |  |  | Common area efficiency and controls upgrade
Ventilation |  |  | Seal and balance existing ductwork
On Site Generation |  |  | On-site and/or community solar electricity supply
Tenant Turnover
Lights/Appliances |  |  | Improved tenant space lighting efficiency/controls
Lights/Appliances |  |  | Improved tenant space plug load efficiency/controls
Air Sealing |  |  | Tenant space air sealing
Existing Building System End of Life
Space Heating |  |  | #N/A
Space Cooling |  |  | #N/A
Ventilation |  |  | #N/A
Dom. Hot Water |  |  | Air-water heat pump
Exterior Walls |  |  | #N/A
Windows |  |  | #N/A
Roof |  |  | #N/A
Measure implementation
Continue to complete at each turnover opportunity
Additional Auditor Comments
This section includes additional input from your energy auditor on this building's characteristics and circumstances that affects your long-term deep energy retrofit planning process. Considerations may include adjusted savings estimates, capital planning and financing opportunities, potential impacts to building occupants and their spaces, and further explanation of timing recommendations.
No additional comments
Next Steps Towards a Deep Energy Retrofit
The NYC Accelerator offers free, personalized advisory services that streamline the process of making energy efficiency improvements to your building that will reduce operating costs, enhance tenant comfort, and improve our environment. Contact the NYC Accelerator and an Efficiency Adviser will help you get started. Call 212-656-9202 or email at info@nycretrofit.org.
nyc.gov/retrofitaccelerator
|  | Building Energy Exchange Case Studies | [8 empty] | be-exchange.org
Please see the Building Energy Exchange case study library for deep energy retrofit package examples.
|  | NYC Buildings Technical Working Group (TWG) | [8 empty] | nyc.gov/twg
The TWG study is the technical basis for many components of this report.
Solar Energy Resources
|  | NY Solar Map |  |  | nysolarmap.com/
A free high-level estimate of your building's solar potential can be generated with the NY Solar Map.
Click here for guidance from NY-Sun to develop community solar at your building and others.
Questions about Community Solar can be directed to this email address:
communitysolar@nyserda.ny.gov
Appendix - Package Benefits and Costs Details
|  | Package 1 - |  | #N/A
BENEFITS AND COSTS
Rating
|  | GHG Savings | [17 empty] | #N/A
#N/A
[20 empty] | #N/A | #N/A | #N/A | #N/A
|  | Improved Occupant Experience | [17 empty] | #N/A
#N/A
[20 empty] | #N/A | #N/A | #N/A | #N/A
|  | Capital Costs | [17 empty] | #N/A
#N/A
[20 empty] | #N/A | #N/A | #N/A | #N/A
|  | Operations & Maintenance | [17 empty] | #N/A
#N/A
[20 empty] | #N/A | #N/A | #N/A | #N/A
|  | Package 2 - |  | #N/A
BENEFITS AND COSTS
Rating
|  | GHG Savings | [17 empty] | #N/A
#N/A
[20 empty] | #N/A | #N/A | #N/A | #N/A
|  | Improved Occupant Experience | [17 empty] | #N/A
#N/A
[20 empty] | #N/A | #N/A | #N/A | #N/A
|  | Capital Costs | [17 empty] | #N/A
#N/A
[20 empty] | #N/A | #N/A | #N/A | #N/A
|  | Operations & Maintenance | [17 empty] | #N/A
#N/A
[20 empty] | #N/A | #N/A | #N/A | #N/A
Appendix - Package Benefits and Costs Details (continued)
|  | Package 3 - |  | #N/A
BENEFITS AND COSTS
Rating
|  | GHG Savings | [17 empty] | #N/A
#N/A
[20 empty] | #N/A | #N/A | #N/A | #N/A
|  | Improved Occupant Experience | [17 empty] | #N/A
#N/A
[20 empty] | #N/A | #N/A | #N/A | #N/A
|  | Capital Costs | [17 empty] | #N/A
#N/A
[20 empty] | #N/A | #N/A | #N/A | #N/A
|  | Operations & Maintenance | [17 empty] | #N/A
#N/A
[20 empty] | #N/A | #N/A | #N/A | #N/A
|  | Package 4 - |  | #N/A
BENEFITS AND COSTS
Rating
|  | GHG Savings | [17 empty] | #N/A
#N/A
[20 empty] | #N/A | #N/A | #N/A | #N/A
|  | Improved Occupant Experience | [17 empty] | #N/A
#N/A
[20 empty] | #N/A | #N/A | #N/A | #N/A
|  | Capital Costs | [17 empty] | #N/A
#N/A
[20 empty] | #N/A | #N/A | #N/A | #N/A
|  | Operations & Maintenance | [17 empty] | #N/A
#N/A
[20 empty] | #N/A | #N/A | #N/A | #N/A

## Ref Data (hidden)
Lookup tables, not included in tool interface |  |  |  | Building and Equipment Information |  | Column Name | Column ID | Value | [5 empty] | Column Used for Path Descriptions | Rows for lookup | [22 empty] | Table lookups |  |  |  | Used for typology assignment |  |  | Energy Use Lookup |  | Fuel Type | Total Energy Use | % Paid by Tenant | Energy Savings Lookup |  | Fuel Type |  |  | Energy Savings
|  |  |  | From Audit Template Tab to generate defaults | [9 empty] | Energy End Use for each Typology Path Combination (kBTU/SF/yr) | Row ID | Energy End Use for each Typology Path Combination (kBTU/SF/yr) | Commercial or Institutional, curtainwall, district steam | Commercial or Institutional, curtainwall, on-site heating plant | Commercial or Institutional, mass walls, district steam | Commercial or Institutional, mass walls, on-site heating plant | Hospital | Industrial, Garage or vehicle use | Industrial or other, greater than three stories | Industrial or other, less than four stories | K-12 School | MF, Dorm, or Hotel, district steam heat | MF, Dorm, or Hotel, electrically heated | MF, Dorm, or Hotel, post-1980 construction, hydronic heat | MF, Dorm, or Hotel, post-1980 construction, steam heat | MF, Dorm, or Hotel, pre-1980 construction, hydronic heat | MF, Dorm, or Hotel, pre-1980 construction, steam heat | Text for Page 3 Option Comparison Metrics |  |  |  |  | Heating Type | Cooling Type | Wall Construction 1 | Heating Fuel | DHW Type | Use Type: Space Function 1 | Coding | Gets report with energy data? | Energy Source : Energy Source 1 | 1412 | 0 | 0 | No Entry | Annual Fuel 1 Energy Type: Package 1 | 1582 | 0 | Annual Fuel 1 Savings: Package 1 | 1584 | 0
[5 empty] | Enter Here | , |  | , | [5 empty] | #N/A | 2 | P1Fuel | 17.2846 | 17.2846 | 17.568 | 17.568 | 8.32 | 61.64 | 62.87 | 55.18 | 27 | 26.5078 | 28.2831 | 18.9022 | 18.9022 | 26.5078 | 26.5078 | #N/A | Lowest | GHG Savings Benefits | Savings |  | Select from list | Room by room | Metal panel/Curtain Wall | Natural Gas | No SHW System | Select from list |  |  | Energy Source : Energy Source 2 | 1429 | 0 | 0 | No Entry | Annual Fuel 2 Energy Type: Package 1 | 1587 | 0 | Annual Fuel 2 Savings: Package 1 | 1589 | 0
Address | Enter Here |  |  |  | Enter Here | Year Completed | 14 | 0 | [5 empty] | #N/A | 3 | P2Fuel | 0 | 0 | 14.5888 | 14.5888 | 0.62 | 40.14 | 41.88 | 35.59 | 22.74 | 21.407 | 23.9407 | 3 | 15.2894 | 3 | 21.407 | #N/A | Medium | Improved Tenant Experience Benefits | Improvement |  | Electricity | Central | Siding on Wood Frame | Utility District Steam | Loop through Heating Boiler | Adult Education |  | N | Energy Source : Energy Source 3 | 1446 | 0 | 0 | No Entry | Annual Fuel 3 Energy Type: Package 1 | 1592 | 0 | Annual Fuel 3 Savings: Package 1 | 1594 | 0
Year Built | Enter Here |  |  |  | Enter Here | Number of Floors Above-grade (Conditioned) | 121 | 0 | [5 empty] | #N/A | 4 | P3Fuel | 0 | 0 | 0 | 0 | 0 | 0 | 0 | 0 | 2.69 | 3.064 | 2.2288 | 0 | 2.8643 | 0 | 3.064 | #N/A | High | Capital Costs | Costs |  | Hot Water Boiler |  | Brick/Stone on Wood Frame | Fuel Oil #2 | Separate Hot water Boiler with Storage Tank | Ambulatory Surgical Center | INST-Hospital | Y | Energy Source : Energy Source 4 | 1463 | 0 | 0 | No Entry | Annual Fuel 4 Energy Type: Package 1 | 1597 | 0 | Annual Fuel 4 Savings: Package 1 | 1599 | 0
Floors above grade | Enter Here |  |  |  | Select from list | Use Type: Space Function 1 | 126 | 0 | [5 empty] | #N/A | 5 | P4Fuel | 0 | 0 | 0 | 0 | 0 | 0 | 0 | 0 | 0 | 3.064 | 2.2288 | 0 | 2.8643 | 0 | 3.064 | #N/A | Highest | O&M Costs | Costs |  | Steam Boiler |  | Brick/Stone on Steel Frame | Fuel Oil #4 | Heat Exchanger with Heating System | Aquarium | IND | N | Energy Source : Energy Source 5 | 1480 | 0 | 0 | No Entry | Annual Fuel 5 Energy Type: Package 1 | 1602 | 0 | Annual Fuel 5 Savings: Package 1 | 1604 | 0
Primary Use Type | Select from list |  |  | Gross SF | Enter Here | Gross Floor Area | 115 | 0 | [5 empty] | #N/A | 6 | P1Elec | 48.3403 | 48.3403 | 30.2523 | 30.2523 | 31.13 | 78.78 | 74.92 | 76.54 | 13 | 17.2248 | 19.4958 | 22.5559 | 22.5559 | 17.2248 | 17.2248 | #N/A |  | GHG Savings Benefits | Savings |  | District Steam |  | Brick/Stone on Masonry | Fuel Oil #6 | Direct Fired- Storage | Athletic Fields | IND | N | Space Heating : Energy Source 1 (kBtu) | 1413 | 0 |  |  | Annual Fuel 1 Energy Type: Package 2 | 1642 | 0 | Annual Fuel 1 Savings: Package 2 | 1644 | 0
Building SF | Enter Here | Enter Here SF |  |  | No additional comments | Detailed Additional Comments | 28 | 0 | [5 empty] | #N/A | 7 | P2Elec | 58 | 58 | 29.8779 | 29.8779 | 33.6967 | 85.9467 | 81.9167 | 83.07 | 14.28 | 18.2645 | 23.4934 | 26.4387 | 26.4387 | 23.991 | 18.2645 | #N/A |  | Improved Tenant Experience Benefits | Improvement |  |  |  | Siding on Steel Frame | Electricity | Direct Fired- Instantaneous | Automobile Dealership | Industrial, Garage or vehicle use | N | Space Cooling : Energy Source 1 (kBtu) | 1414 | 0 |  |  | Annual Fuel 2 Energy Type: Package 2 | 1647 | 0 | Annual Fuel 2 Savings: Package 2 | 1649 | 0
Apparent TWG Typology | #N/A | [12 empty] | #N/A | 8 | P3Elec | 0 | 0 | 22.3566 | 22.3566 | 0 | 0 | 0 | 0 | 17.92 | 23.991 | 25.8746 | 25 | 26.1628 | 18.8435 | 23.991 | #N/A |  | Capital Costs | Costs |  |  |  | Select from list | Select from List | Indirect Fired - Storage | Bank Branch |  | Y | Air Distribution : Energy Source 1 (kBtu) | 1415 | 0 |  |  | Annual Fuel 3 Energy Type: Package 2 | 1652 | 0 | Annual Fuel 3 Savings: Package 2 | 1654 | 0
Selected Typology | #N/A | [12 empty] | #N/A | 9 | P4Elec | 0 | 0 | 21.7294 | 21.7294 | 0 | 0 | 0 | 0 | 0 | 18.8435 | 21.5359 | 0 | 24.9795 | 0 | 18.8435 | #N/A |  | O&M Costs | Costs | [5 empty] | Indirect Fired - Instantaneous | Bar/Nightclub |  | N | Water Distribution : Energy Source 1 (kBtu) | 1416 | 0 |  |  | Annual Fuel 4 Energy Type: Package 2 | 1657 | 0 | Annual Fuel 4 Savings: Package 2 | 1659 | 0
Apparent DERPA Typology | #N/A | [12 empty] | #N/A | 10 | P1Range | 13.125 | 13.125 | 9.564 | 9.564 | 7.89 | 28.084 | 27.558 | 26.344 | 8 | 8.7465 | 9.5558 | 8.2916 | 8.2916 | 8.7465 | 8.7465 | #N/A |  | GHG Savings Benefits | Savings | [5 empty] | Heat Pump | Barracks | MF | N | Service Water Heating : Energy Source 1 (kBtu) | 1417 | 0 |  |  | Annual Fuel 5 Energy Type: Package 2 | 1662 | 0 | Annual Fuel 5 Savings: Package 2 | 1664 | 0
Selected DERPA Typology | #N/A | [12 empty] | #N/A | 11 | P2Range | 11.6 | 11.6 | 8.8933 | 8.8933 | 6.8633 | 25.2173 | 24.7593 | 23.732 | 7.404 | 7.9343 | 9.4868 | 5.8877 | 8.3456 | 5.3982 | 7.9343 | #N/A |  | Improved Tenant Experience Benefits | Improvement | [5 empty] | Other | Bowling Alley |  | N | Conveyance : Energy Source 1 (kBtu) | 1418 | 0 |  |  | Annual Fuel 1 Energy Type: Package 3 | 1702 | 0 | Annual Fuel 1 Savings: Package 3 | 1704 | 0
Selected Typology Code | #N/A | [12 empty] | #N/A | 12 | P3Range | 0 | 0 | 4.4713 | 4.4713 | 0 | 0 | 0 | 0 | 4.122 | 5.411 | 5.6207 | 5 | 5.8054 | 3.7687 | 5.411 | #N/A |  | Capital Costs | Costs | [5 empty] | Select from list | Casino |  | N | Lighting : Energy Source 1 (kBtu) | 1419 | 0 |  |  | Annual Fuel 2 Energy Type: Package 3 | 1707 | 0 | Annual Fuel 2 Savings: Package 3 | 1709 | 0
[5 empty] | #N/A | Fuel Type: Heating Plant 1 | 542 | 0 | [5 empty] | #N/A | 13 | P4Range | 0 | 0 | 4.3459 | 4.3459 | 0 | 0 | 0 | 0 | 0 | 4.3815 | 4.7529 | 0 | 5.5688 | 0 | 4.3815 | #N/A |  | O&M Costs | Costs | [6 empty] | College/University |  | Y | Plug Loads : Energy Source 1 (kBtu) | 1420 | 0 |  |  | Annual Fuel 3 Energy Type: Package 3 | 1712 | 0 | Annual Fuel 3 Savings: Package 3 | 1714 | 0
Primary Heating System Fuel Type | #N/A | [14 empty] | Source | g_COM-PrW7- | d_COM-PsW8+ | g_COM-PrW7- | TWG | g_COM-PrW7- | TWG | TWG | TWG | [7 empty] | #N/A |  | GHG Savings Benefits | Savings | [6 empty] | Convenience Store with Gas Station | IND | N | Process Loads : Energy Source 1 (kBtu) | 1421 | 0 |  |  | Annual Fuel 4 Energy Type: Package 3 | 1717 | 0 | Annual Fuel 4 Savings: Package 3 | 1719 | 0
| #N/A |  |  | Heating System | #N/A | Heating Plant Type 1 | 541 | 0 | [23 empty] | #N/A |  | Improved Tenant Experience Benefits | Improvement | [6 empty] | Convenience Store without Gas Station |  | N | Refrigeration : Energy Source 1 (kBtu) | 1422 | 0 |  |  | Annual Fuel 5 Energy Type: Package 3 | 1722 | 0 | Annual Fuel 5 Savings: Package 3 | 1724 | 0
Heating System | #N/A |  |  | Cooling System | Room by Room | Cooling Plant Type: Cooling Plant 1 | 629 | 0 | [23 empty] | #N/A |  | Capital Costs | Costs | [6 empty] | Convention Center | IND | Y | Cooking : Energy Source 1 (kBtu) | 1423 | 0 |  |  | Annual Fuel 1 Energy Type: Package 4 | 1762 | 0 | Annual Fuel 1 Savings: Package 4 | 1764 | 0
Cooling System | Room by Room |  |  | Hot Water Production | Select from list | Type: SHW Sys 1 | 1155 | 0 | [5 empty] | Typology Package Lookup | Rows for lookup | Typology | Commercial or Institutional, curtainwall, district steam | Commercial or Institutional, curtainwall, on-site heating plant | Commercial or Institutional, mass walls, district steam | Commercial or Institutional, mass walls, on-site heating plant | Hospital | Industrial, Garage or vehicle use | Industrial or other, greater than three stories | Industrial or other, less than four stories | K-12 School | MF, Dorm, or Hotel, district steam heat | MF, Dorm, or Hotel, electrically heated | MF, Dorm, or Hotel, post-1980 construction, hydronic heat | MF, Dorm, or Hotel, post-1980 construction, steam heat | MF, Dorm, or Hotel, pre-1980 construction, hydronic heat | MF, Dorm, or Hotel, pre-1980 construction, steam heat | #N/A |  | O&M Costs | Costs | [6 empty] | Courthouse |  | Y | Data Center : Energy Source 1 (kBtu) | 1424 | 0 |  |  | Annual Fuel 2 Energy Type: Package 4 | 1767 | 0 | Annual Fuel 2 Savings: Package 4 | 1769 | 0
Hot Water Production | Select from list |  |  | Wall Construction | Select from list | Wall Construction 1 | 270 | 0 | [5 empty] | #N/A | 2 | Header1 | Package 1 | Package 1 | Package 1 | Package 1 | Package 1 | Package 1 | Package 1 | Package 1 | Package 1 | Package 1 | Package 1 | Package 1 | Package 1 | Package 1 | Package 1 | [10 empty] | Data Center | IND | N | Other : Energy Source 1 (kBtu) | 1425 | 0 |  |  | Annual Fuel 3 Energy Type: Package 4 | 1772 | 0 | Annual Fuel 3 Savings: Package 4 | 1774 | 0
Wall Construction | Select from list | [12 empty] | #N/A | 3 | Package Name1 | Deep Optimization | Deep Optimization | Deep Optimization | Deep Optimization | Deep Optimization | Deep Optimization | Deep Optimization | Deep Optimization | Deep Optimization | Deep Optimization | Deep Optimization | Deep Optimization | Deep Optimization | Deep Optimization | Deep Optimization | [10 empty] | Distribution Center | IND | Y | Space Heating : Energy Source 2 (kBtu) | 1430 | 0 |  |  | Annual Fuel 4 Energy Type: Package 4 | 1777 | 0 | Annual Fuel 4 Savings: Package 4 | 1779 | 0
|  |  |  | Age of equipment | [9 empty] | #N/A | 4 | Description1 | Keep major existing systems, optimize cooling and pumping efficiency | Keep major existing systems, optimize cooling and pumping efficiency | Major existing systems are optimized as much as possible | Major existing systems are optimized as much as possible | Optimize cooling and pumping efficiency | Major existing systems are optimized as much as possible | Major existing systems are optimized as much as possible | Major existing systems are optimized as much as possible | Major existing systems are optimized as much as possible | Major existing systems are optimized as much as possible | Major existing systems are optimized as much as possible | Major existing systems are optimized as much as possible | Major existing systems are optimized as much as possible | Major existing systems are optimized as much as possible | Major existing systems are optimized as much as possible |  |  | TWG Typology List | Short Name | [6 empty] | Drinking Water Treatment & Distribution | IND | N | Space Cooling : Energy Source 2 (kBtu) | 1431 | 0 |  |  | Annual Fuel 5 Energy Type: Package 4 | 1782 | 0 | Annual Fuel 5 Savings: Package 4 | 1784 | 0
Age of equipment |  |  |  | Space Heating | Enter Here | Approximate Year Installed: Heating Plant 1 | 545 | 0 | [5 empty] | #N/A | 5 | Header2 | Package 2 | Package 2 | Package 2 | Package 2 | Package 2 | Package 2 | Package 2 | Package 2 | Package 2 | Package 2 | Package 2 | Package 2 | Package 2 | Package 2 | Package 2 | 1 | 1 | Commercial, Mixed-Use | COM-MxdUse | 1_COM-MxdUse | [5 empty] | Enclosed Mall |  | N | Air Distribution : Energy Source 2 (kBtu) | 1432 | 0
Space Heating | Enter Here |  |  | Space Cooling | Enter Here | Approximate Year Installed: Cooling Plant 1 | 637 | 0 | [5 empty] | #N/A | 6 | Package Name2 | Upgrade Envelope | Upgrade Envelope | Hydronic Conversion | Hydronic Conversion | Upgrade Envelope | Heat Pumps for Heating | Heat Pumps for Heating | Heat Pumps for Heating | Hydronic Conversion | Hydronic Conversion | Hydronic Conversion | Heat Pumps for Heating | Hydronic Conversion | Heat Pumps for Heating | Hydronic Conversion | 2 | 2 | Commercial, Post-1980 >7 stories | COM-Mdrn8+ | 2_COM-Mdrn8+ | [5 empty] | Energy/Power Station | IND | N | Water Distribution : Energy Source 2 (kBtu) | 1433 | 0
Space Cooling | Enter Here |  |  | Ventilation | Enter Here | [8 empty] | #N/A | 7 | Description2 | Insulate walls and upgrade windows | Insulate walls and upgrade windows | Low temp hydronic heating with high efficiency boiler | Low temp hydronic heating with high efficiency plant | Insulate walls and upgrade windows | High efficiency heat pumps for heating and cooling | High efficiency heat pumps for heating and cooling | High efficiency heat pumps for heating and cooling | Low temp hydronic heating with high efficiency plant | Low temp hydronic heating with high efficiency plant | Low temp hydronic heating with high efficiency plant | High efficiency heat pumps for heating and cooling | Low temp hydronic heating with high efficiency plant | High efficiency heat pumps for heating and cooling | Low temp hydronic heating with high efficiency plant | 3 | 3 | Commercial, Post-1980 up to 7 stories | COM-Mdrn7- | 3_COM-Mdrn7- | [5 empty] | Fast Food Restaurant |  | N | Service Water Heating : Energy Source 2 (kBtu) | 1434 | 0
Ventilation | Enter Here |  |  | Windows | Enter Here | [8 empty] | #N/A | 8 | Header3 | 0 | 0 | Package 3 | Package 3 | 0 | 0 | 0 | 0 | Package 3 | Package 3 | Package 3 | Package 3 | Package 3 | Package 3 | Package 3 | 4 | 4 | Commercial, Post-war >7 stories | COM-PsW8+ | 4_COM-PsW8+ | [5 empty] | Financial Office |  | Y | Conveyance : Energy Source 2 (kBtu) | 1435 | 0
Windows | Enter Here |  |  | Roof | Enter Here | [8 empty] | #N/A | 9 | Package Name3 | 0 | 0 | Heat Pumps for Heating | Heat Pumps for Heating | 0 | 0 | 0 | 0 | Heat Pumps for Heating | Heat Pumps for Heating | Heat Pumps for Heating | Package 3 + Wall Insulation | Heat Pumps for Heating | Package 3 + Wall Insulation | Heat Pumps for Heating | 5 | 5 | Commercial, Post-war up to 7 stories | COM-PsW7- | 5_COM-PsW7- | [5 empty] | Fire Station | IND | N | Lighting : Energy Source 2 (kBtu) | 1436 | 0
Roof | Enter Here | [12 empty] | #N/A | 10 | Description3 | 0 | 0 | High efficiency heat pumps for heating and cooling | High efficiency heat pumps for heating and cooling | 0 | 0 | 0 | 0 | High efficiency heat pumps for heating and cooling | High efficiency heat pumps for heating and cooling | High efficiency heat pumps for heating and cooling | High efficiency heat pumps and added insulation where possible | High efficiency heat pumps for heating and cooling | High efficiency heat pumps and added insulation where possible | High efficiency heat pumps for heating and cooling | 6 | 6 | Commercial, Pre-war >7 stories | COM-PrW8+ | 6_COM-PrW8+ | [5 empty] | Fitness Center/Health Club/Gym |  | N | Plug Loads : Energy Source 2 (kBtu) | 1437 | 0
NYC Energy Efficiency Grade | NA |  |  | Energy Star Score |  | Rating | 1398 | 0 | [5 empty] | #N/A | 11 | Header4 | 0 | 0 | Package 4 | Package 4 | 0 | 0 | 0 | 0 | 0 | Package 4 | Package 4 | 0 | Package 4 | 0 | Package 4 | 7 | 7 | Commercial, Pre-war up to 7 stories | COM-PrW7- | 7_COM-PrW7- | [5 empty] | Food Sales |  | N | Process Loads : Energy Source 2 (kBtu) | 1438 | 0
Energy Star Score | [13 empty] | #N/A | 12 | Package Name4 | 0 | 0 | Package 3 & Wall Insulation | Heat Pumps + Wall Insulation | 0 | 0 | 0 | 0 | 0 | Package 3 + Wall Insulation | Package 3 + Wall Insulation | 0 | Package 3 + Wall Insulation | 0 | Package 3 + Wall Insulation | 8 | 8 | Commercial, Very Large | COM-VL | 8_COM-VL | [5 empty] | Food Service |  | N | Refrigeration : Energy Source 2 (kBtu) | 1439 | 0
[14 empty] | #N/A | 13 | Description4 | 0 | 0 | Heat pumps and added wall insulation | High efficiency heat pumps and added insulation where possible | 0 | 0 | 0 | 0 | 0 | High efficiency heat pumps and added insulation where possible | High efficiency heat pumps and added insulation where possible | 0 | High efficiency heat pumps and added insulation where possible | 0 | High efficiency heat pumps and added insulation where possible | 9 | 9 | Industrial, 3 stories of more warehouse/factory building | IND-4+ | 9_IND-4+ | [5 empty] | Hospital (General Medical & Surgical) | INST-Hospital | Y | Cooking : Energy Source 2 (kBtu) | 1440 | 0
Typology Lookup Logic | [14 empty] | 14 | [16 empty] | 10 | 10 | Industrial, 3 stories or less warehouse/factory building | IND-3- | 10_IND-3- | [5 empty] | Hotel | MF | Y | Data Center : Energy Source 2 (kBtu) | 1441 | 0
Space Use Type According to Audit Primary Space Type | #N/A |  |  | Useful Life Tables | [10 empty] | 15 | [16 empty] | 11 | 11 | Industrial, Transportation, Garages, and Utilities | IND-Grge-Util | 11_IND-Grge-Util | [5 empty] | Ice/Curling Rink |  | N | Other : Energy Source 2 (kBtu) | 1442 | 0
If above is blank, assign as COM | #N/A | [13 empty] | 16 | [16 empty] | 12 | 12 | Institutional, Hospital and Health Facilities | INST-Hospital | 12_INST-Hospital | [5 empty] | Indoor Arena |  | N | Space Heating : Energy Source 3 (kBtu) | 1447 | 0
Age Assignment | Mdrn | 1945 | 1980 | [7 empty] | Fannie Mae 2014 | ASHRAE |  |  | 17 | 1 to 4 scale | Commercial or Institutional, curtainwall, district steam | Commercial or Institutional, curtainwall, on-site heating plant | Commercial or Institutional, mass walls, district steam | Commercial or Institutional, mass walls, on-site heating plant | Hospital | Industrial, Garage or vehicle use | Industrial or other, greater than three stories | Industrial or other, less than four stories | K-12 School | MF, Dorm, or Hotel, district steam heat | MF, Dorm, or Hotel, electrically heated | MF, Dorm, or Hotel, post-1980 construction, hydronic heat | MF, Dorm, or Hotel, post-1980 construction, steam heat | MF, Dorm, or Hotel, pre-1980 construction, hydronic heat | MF, Dorm, or Hotel, pre-1980 construction, steam heat | 13 | 13 | Institutional, Institutional General | INST-General | 13_INST-General | [5 empty] | K-12 School | INST-K-12 | Y | Space Cooling : Energy Source 3 (kBtu) | 1448 | 0
Industrial height classification | 4+ | [9 empty] | MF | COM |  | #N/A | 18 | Path 1 GHG Savings Benefits | 2 | 2 | 2 | 2 | 2 | 2 | 2 | 2 | 2 | 2 | 2 | 2 | 2 | 2 | 2 | 14 | 14 | Institutional, K-12 Schools | INST-K-12 | 14_INST-K-12 | [5 empty] | Laboratory | INST-Hospital | Y | Air Distribution : Energy Source 3 (kBtu) | 1449 | 0
MF or COM Height Classification | 8+ | [7 empty] | Space Heating | Steam Boiler | 40 | 30 | high MBH boiler | #N/A | 19 | Path 1 Improved Tenant Experience Benefits | 1 | 1 | 1 | 1 | 1 | 1 | 1 | 1 | 1 | 1 | 1 | 1 | 1 | 1 | 1 | 15 | 15 | Institutional, Religious | INST-Religious | 15_INST-Religious | [5 empty] | Library |  | N | Water Distribution : Energy Source 3 (kBtu) | 1450 | 0
TWG Typology Code Assignment | #N/A |  |  | Path 1 | Water use |  |  |  | Space Heating | Hot water boiler | 40 | 30 | same | #N/A | 20 | Path 1 Capital Costs | 1 | 1 | 1 | 1 | 1 | 1 | 1 | 1 | 1 | 1 | 1 | 1 | 1 | 1 | 1 | 16 | 16 | Institutional, University | INST-Univ. | 16_INST-Univ. | [5 empty] | Lifestyle Center |  | N | Service Water Heating : Energy Source 3 (kBtu) | 1451 | 0
|  |  |  | Path 1 | Air Sealing |  |  |  | Space Heating | Electric Heat | 25 | 10 | electric baseboard | #N/A | 21 | Path 1 O&M Costs | 1 | 1 | 3 | 4 | 1 | 2 | 2 | 2 | 4 | 4 | 1 | 2 | 4 | 2 | 4 | 17 | 17 | Multifamily, Post-1980 >7 stories | MF-Mdrn8+ | 17_MF-Mdrn8+ | [5 empty] | Mailing Center/Post Office |  | N | Conveyance : Energy Source 3 (kBtu) | 1452 | 0
DERPA Typology Code Assignment | IF = 1, assign | Typ. Number |  | Path 1 | Heating |  |  |  | Ventilation | Ventilation Ductwork | 15 | 15 | rooftop unit | #N/A | 22 | Path 2 GHG Savings Benefits | 3 | 3 | 2 | 2 | 3 | 3 | 3 | 3 | 2 | 2 | 2 | 3 | 2 | 3 | 2 | 18 | 18 | Multifamily, Post-1980 up to 7 stories | MF-Mdrn7- | 18_MF-Mdrn7- | [5 empty] | Manufacturing/Industrial Plant | IND | N | Lighting : Energy Source 3 (kBtu) | 1453 | 0
Commercial or Institutional, curtainwall, district steam | #N/A | 1 |  | Path 1 | Heating |  |  |  | Roof | Roof | 20 | 20 | built up roof | #N/A | 23 | Path 2 Improved Tenant Experience Benefits | 2 | 2 | 1 | 1 | 2 | 2 | 2 | 2 | 1 | 1 | 1 | 3 | 1 | 3 | 1 | 19 | 19 | Multifamily, Post-war >7 stories | MF-PsW8+ | 19_MF-PsW8+ | [5 empty] | Medical Office |  | Y | Plug Loads : Energy Source 3 (kBtu) | 1454 | 0
Commercial or Institutional, curtainwall, on-site heating plant | #N/A | 2 |  | Path 2 | Lights/Appliances |  |  |  | Space Cooling | Central Cooling | 15 | 20 | chilled water plant (not cooling tower) | #N/A | 24 | Path 2 Capital Costs | 4 | 4 | 2 | 2 | 4 | 3 | 3 | 3 | 2 | 2 | 2 | 3 | 2 | 3 | 2 | 20 | 20 | Multifamily, Post-war up to 7 stories | MF-PsW7- | 20_MF-PsW7- | [5 empty] | Mixed Use Property |  | N | Process Loads : Energy Source 3 (kBtu) | 1455 | 0
Commercial or Institutional, mass walls, district steam | #N/A | 3 |  | Path 2 | Ventilation |  |  |  | Space Cooling | Room by Room | 10 | 10 | A/C window unit or through wall | #N/A | 25 | Path 2 O&M Costs | 1 | 1 | 3 | 3 | 1 | 2 | 2 | 2 | 1 | 2 | 2 | 2 | 1 | 2 | 1 | 21 | 21 | Multifamily, Pre-war >7 stories | MF-PrW8+ | 21_MF-PrW8+ | [5 empty] | Movie Theater |  | N | Refrigeration : Energy Source 3 (kBtu) | 1456 | 0
Commercial or Institutional, mass walls, on-site heating plant | #N/A | 4 |  | Path 2 | [9 empty] | #N/A | 26 | Path 3 GHG Savings Benefits | 0 | 0 | 3 | 3 | 0 | 0 | 0 | 0 | 3 | 3 | 3 | 4 | 3 | 4 | 3 | 22 | 22 | Multifamily, Pre-war up to 7 stories | MF-PrW7- | 22_MF-PrW7- | [5 empty] | Multifamily Housing | MF | Y | Cooking : Energy Source 3 (kBtu) | 1457 | 0
Hospital | 0 | 5 |  | Path 2 |  | Age of Equipment | Useful Life | Default Timeframe for Action |  |  | Formatting for Timeline Chart |  |  | #N/A | 27 | Path 3 Improved Tenant Experience Benefits | 0 | 0 | 3 | 3 | 0 | 0 | 0 | 0 | 3 | 3 | 3 | 4 | 3 | 4 | 3 | 23 | 23 | Multifamily, Very Large | MF-VL | 23_MF-VL | [5 empty] | Museum |  | N | Data Center : Energy Source 3 (kBtu) | 1458 | 0
Industrial, Garage or vehicle use | #N/A | 6 |  | Path 3 | Space Heating | Enter Here | 40 | 2020 | Within 5 years |  | 2020 | Within 5 years |  | #N/A | 28 | Path 3 Capital Costs | 0 | 0 | 3 | 3 | 0 | 0 | 0 | 0 | 3 | 3 | 3 | 4 | 3 | 4 | 3 | 24 | 24 | Multifamily, Electric Heat | MF-Elec-heat | 24_MF-Elec-heat | [5 empty] | Non-Refrigerated Warehouse | IND | Y | Other : Energy Source 3 (kBtu) | 1459 | 0
Industrial or other, greater than three stories | #N/A | 7 |  | Path 3 | Space Cooling | Enter Here | 15 | 2020 | Within 5 years |  | 2025 | 5-9 years |  | #N/A | 29 | Path 3 O&M Costs | 0 | 0 | 2 | 2 | 0 | 0 | 0 | 0 | 2 | 2 | 2 | 1 | 2 | 1 | 2 | 25 | 25 | Multifamily, District Steam | MF-DS-Steam | 25_MF-DS-Steam | [5 empty] | Office | COM | Y | Space Heating : Energy Source 4 (kBtu) | 1464 | 0
Industrial or other, less than four stories | #N/A | 8 |  | Path 3 | Ventilation | Enter Here | 15 | 2020 | Within 5 years |  | 2030 | 10-14 years |  | #N/A | 30 | Path 4 GHG Savings Benefits | 0 | 0 | 4 | 4 | 0 | 0 | 0 | 0 | 0 | 4 | 4 | 0 | 4 | 0 | 4 | 26 | 26 | Multifamily, District Steam, hydronic | MF-DS-hydr | 26_MF-DS-hydr | [5 empty] | Other | IND | N | Space Cooling : Energy Source 4 (kBtu) | 1465 | 0
K-12 School | #N/A | 9 |  | Path 3 | Windows | Enter Here | 30 | 2020 | Within 5 years |  | 2035 | 15-19 years |  | #N/A | 31 | Path 4 Improved Tenant Experience Benefits | 0 | 0 | 4 | 4 | 0 | 0 | 0 | 0 | 0 | 4 | 4 | 0 | 4 | 0 | 4 | 27 | 27 | Multifamily, Pre-war up to 7 stories, hydronic | MF-PrW7-hydr | 27_MF-PrW7-hydr | [5 empty] | Other – Education |  | N | Air Distribution : Energy Source 4 (kBtu) | 1466 | 0
MF, Dorm, or Hotel, district steam heat | #N/A | 10 |  | Path 4 | Roof | Enter Here | 30 | 2020 | Within 5 years |  | 2040 | 20-24 years |  | #N/A | 32 | Path 4 Capital Costs | 0 | 0 | 4 | 4 | 0 | 0 | 0 | 0 | 0 | 4 | 4 | 0 | 4 | 0 | 4 | [10 empty] | Other – Entertainment/Public Assembly |  | N | Water Distribution : Energy Source 4 (kBtu) | 1467 | 0
MF, Dorm, or Hotel, electrically heated | #N/A | 11 |  | Path 4 | [6 empty] | 2045 | 25-29 years |  | #N/A | 33 | Path 4 O&M Costs | 0 | 0 | 1 | 1 | 0 | 0 | 0 | 0 | 0 | 1 | 1 | 0 | 1 | 0 | 1 | Path 1 GHG Savings Benefits | [9 empty] | Other – Lodging/Residential | MF | N | Service Water Heating : Energy Source 4 (kBtu) | 1468 | 0
MF, Dorm, or Hotel, post-1980 construction, hydronic heat | #N/A | 12 |  | Path 4 | Hot Water Heating | [9 empty] | 34 | [16 empty] | Path 1 Improved Tenant Experience Benefits | [9 empty] | Other – Office |  | N | Conveyance : Energy Source 4 (kBtu) | 1469 | 0
MF, Dorm, or Hotel, post-1980 construction, steam heat | #N/A | 13 |  | Path 4 | On Site Generation | [9 empty] | 35 | [16 empty] | Path 1 Capital Costs | [9 empty] | Other – Other |  | N | Lighting : Energy Source 4 (kBtu) | 1470 | 0
MF, Dorm, or Hotel, pre-1980 construction, hydronic heat | #N/A | 14 |  |  | Exterior Walls | [8 empty] | Column Used for Path Descriptions | 36 | Timeline Chart Page Descriptions | [15 empty] | Path 1 O&M Costs | [9 empty] | Other – Public Service |  | N | Plug Loads : Energy Source 4 (kBtu) | 1471 | 0
MF, Dorm, or Hotel, pre-1980 construction, steam heat | #N/A | 15 | [12 empty] | 37 | [16 empty] | Path 2 GHG Savings Benefits | [9 empty] | Other – Recreation |  | N | Process Loads : Energy Source 4 (kBtu) | 1472 | 0
[15 empty] | 38 | [16 empty] | Path 2 Improved Tenant Experience Benefits | [9 empty] | Other – Restaurant/Bar |  | N | Refrigeration : Energy Source 4 (kBtu) | 1473 | 0
[14 empty] | #N/A | 39 | Heating | Packages 1 and 2: existing system, maximized use of VFDs | Packages 1 and 2: existing system, maximized use of VFDs | Package 1: condensate heat recovery Package 2: low temp hydronic Packages 3 and 4: heat pumps for space heating | Package 1: new boiler, maximize central pump efficiency Package 2: low temp hydronic conversion Packages 3 and 4: heat pumps for space heating | Package 1: retain existing system, maximized use of VFDs Package 2: electric or heat pump heating plant | Package 1: occupant centric heating Package 2: heat pumps for space heating | Package 1: occupant centric heating Package 2: heat pumps for space heating | Package 1: occupant centric heating Package 2: heat pumps for space heating | Package 1: replace heating plant in-kind Package 2: low temp hydronic conversion Package 3: heat pumps for space heating | Package 1: condensate heat recovery Package 2: low temp hydronic loop Packages 3 and 4: heat pumps for space heating | Package 1: optimize heating controls Package 2: low temp hydronic loop Packages 3 and 4: heat pumps for space heating | Package 1: new hot water boiler Packages 2 and 3: heat pumps for space heating | Package 1: new steam boiler Package 2: low temp hydronic conversion Packages 3 and 4: heat pumps for space heating | Package 1: new hot water boiler Packages 2 and 3: heat pumps for space heating | Package 1: new steam boiler Package 2: low temp hydronic conversion Packages 3 and 4: heat pumps for space heating | Path 2 Capital Costs | [9 empty] | Other – Retail/Mall |  | N | Cooking : Energy Source 4 (kBtu) | 1474 | 0
Utility Data Summary | [13 empty] | #N/A | 40 | Cooling | Packages 1 and 2: VFDs on distribution pumps and fans | Packages 1 and 2: VFDs on distribution pumps and fans | Package 1: current cooling methods, higher efficiency Package 2: water-cooled DX and cooling tower Packages 3 and 4: central cooling from heat pumps | Package 1: current cooling methods, higher efficiency Package 2: water cooled DX and cooling tower Packages 3 and 4: central cooling from heat pumps | Package 1: VFDs on distribution pumps and fans Package 2: high efficiency electric chiller | Package 1: current cooling methods, higher efficiency Package 2: heat pump central cooling with recovery | Package 1: current cooling methods, higher efficiency Package 2: heat pump central cooling with recovery | Package 1: current cooling methods, higher efficiency Package 2: heat pump central cooling with recovery | Package 1 and 2: current cooling methods, ENERGY STAR Package 3: central cooling from heat pumps | Packages 1 and 2: current cooling methods, ENERGY STAR Packages 3 and 4: central cooling from heat pumps | Packages 1 and 2: current cooling methods, ENERGY STAR Packages 3 and 4: central cooling from heat pumps | Package 1: current cooling methods, ENERGY STAR Packages 2 and 3: central cooling from heat pumps | Packages 1 and 2: current cooling methods, ENERGY STAR Packages 3 and 4: central cooling from heat pumps | Package 1: current cooling methods, ENERGY STAR Packages 2 and 3: central cooling from heat pumps | Packages 1 and 2: current cooling methods, ENERGY STAR Packages 3 and 4: central cooling from heat pumps | Path 2 O&M Costs | [9 empty] | Other – Services | IND | N | Data Center : Energy Source 4 (kBtu) | 1475 | 0
| EXISTING |  |  |  |  | PROPOSED | [7 empty] | #N/A | 41 | Ventilation | Package 1: energy recovery and demand control Package 2: dedicated outdoor air system | Package 1: energy recovery and demand control Package 2: dedicated outdoor air system | Maximized use of energy recovery for centralized equipment | Maximized use of energy recovery for centralized equipment | Packages 1 and 2: DOAS w/ energy recovery and demand control | Maximized use of energy recovery for centralized equipment | Maximized use of energy recovery for centralized equipment | Maximized use of energy recovery for centralized equipment | Maximized use of energy recovery for centralized equipment | Maximized use of energy recovery for centralized equipment | Maximized use of energy recovery for centralized equipment | Maximized use of energy recovery for centralized equipment | Maximized use of energy recovery for centralized equipment | Maximized use of energy recovery for centralized equipment | Maximized use of energy recovery for centralized equipment | Path 3 GHG Savings Benefits | [9 empty] | Other – Specialty Hospital |  | N | Other : Energy Source 4 (kBtu) | 1476 | 0
kBTU/SF | Electricity (kBTU) | Natural Gas (kBTU) | Fuel Oil (kBTU) | Steam (kBTU) |  | Electricity (kBTU) | Natural Gas (kBTU) | Fuel Oil (kBTU) | Steam (kBTU) |  |  |  |  | #N/A | 42 | Envelope | Package 1: double pane insulated glazing and frames Package 2: triple pane super high-performance windows | Package 1: double pane insulated glazing and frames Package 2: triple pane super high-performance windows | Triple pane insulated windows and frames | Triple pane insulated windows and frames | Package 1: double pane insulated glazing and frames Package 2: triple pane super high-performance windows | Double pane insulated windows and frames | Double pane insulated windows and frames | Double pane insulated windows and frames | Double pane insulated windows and frames | Double pane insulated windows and frames | Double pane insulated windows and frames | Double pane insulated windows and frames | Double pane insulated windows and frames | Double pane insulated windows and frames | Double pane insulated windows and frames | Path 3 Improved Tenant Experience Benefits | [9 empty] | Other – Stadium | IND | N | Space Heating : Energy Source 5 (kBtu) | 1481 | 0
Tenant Paid | #VALUE! | #VALUE! | #VALUE! | #VALUE! | [9 empty] | #N/A | 43 | Envelope | Maximize roof insulation | Maximize roof insulation | Maximize roof insulation | Maximize roof insulation | Maximize roof insulation | Maximized roof insulation | Maximized roof insulation | Maximized roof insulation | Maximized roof insulation | Maximized roof insulation | Maximized roof insulation | Maximized roof insulation | Maximized roof insulation | Maximized roof insulation | Maximized roof insulation | Path 3 Capital Costs | [9 empty] | Other – Technology/Science |  | N | Space Cooling : Energy Source 5 (kBtu) | 1482 | 0
Owner Paid | #VALUE! | #VALUE! | #VALUE! | #VALUE! | [10 empty] | 44 |  | 0 | 0 |  | 0 | 0 | 0 | 0 | 0 | 0 | 0 | 0 | 0 | 0 | 0 | 0 | Path 3 O&M Costs | [9 empty] | Other – Utility | Industrial, Garage or vehicle use | N | Air Distribution : Energy Source 5 (kBtu) | 1483 | 0
Total | #VALUE! | #VALUE! | #VALUE! | #VALUE! |  | #VALUE! | #VALUE! | #VALUE! | #VALUE! |  |  |  |  | #N/A | 45 | DHW | Point of use heaters | Point of use heaters | Point of use heaters | Point of use heaters | Point of use heaters | Point of use electric water heaters | Point of use electric water heaters | Point of use electric water heaters | Point of use electric water heaters | Air to water heat pump plant | Air to water heat pump plant | Air to water heat pump plant | Air to water heat pump plant | Air to water heat pump plant | Air to water heat pump plant | Path 4 GHG Savings Benefits | [9 empty] | Outpatient Rehabilitation/Physical Therapy |  | Y | Water Distribution : Energy Source 5 (kBtu) | 1484 | 0
[14 empty] | #N/A | 46 | On Site Generation | Maximize solar thermal or PV across site | Maximize solar thermal or PV across site | Maximize solar thermal or PV across site | Maximize solar thermal or PV across site | Maximize solar thermal or PV across site | Maximize solar thermal or PV across site | Maximize solar thermal or PV across site | Maximize solar thermal or PV across site | Maximize solar thermal or PV across site | Maximize solar thermal or PV across site | Maximize solar thermal or PV across site | Maximize solar thermal or PV across site | Maximize solar thermal or PV across site | Maximize solar thermal or PV across site | Maximize solar thermal or PV across site | Path 4 Improved Tenant Experience Benefits | [9 empty] | Parking | Industrial, Garage or vehicle use | N | Service Water Heating : Energy Source 5 (kBtu) | 1485 | 0
[14 empty] | #N/A | 47 | Envelope | Package 1: insulated spandrel where possible Package 2: increased opaque wall insulation | Package 1: insulated spandrel where possible Package 2: increased opaque wall insulation | Packages 1, 2, and 3: no major change Package 4: increased wall insulation | Packages 1, 2, and 3: No major change Package 4: Increased wall insulation | Package 1: Insulated spandrel where possible Package 2: Increased opaque wall insulation | Compartmentalize conditioned spaces | Compartmentalize conditioned spaces | Compartmentalize conditioned spaces | Packages 1 and 2: No major change Package 3: Increased wall insulation | Packages 1, 2, and 3: No major change Package 4: Increased wall insulation | Packages 1, 2, and 3: No major change Package 4: Increased wall insulation | Packages 1 and 2: No major change Package 3: Increased wall insulation | Packages 1, 2, and 3: No major change Package 4: Increased wall insulation | Packages 1 and 2: No major change Package 3: Increased wall insulation | Packages 1, 2, and 3: No major change Package 4: Increased wall insulation | Path 4 Capital Costs | [9 empty] | Performing Arts |  | N | Conveyance : Energy Source 5 (kBtu) | 1486 | 0
ENERGY SAVINGS | Electricity | Natural Gas | Fuel | District Steam |  |  | 0.01 | [7 empty] | 48 | [16 empty] | Path 4 O&M Costs | [9 empty] | Personal Services (Health/Beauty, Dry Cleaning, etc.) |  | N | Lighting : Energy Source 5 (kBtu) | 1487 | 0
Total Savings | 0 | 0 | 0 | 0 |  | Donut Chart Data |  | You Building - Energy Use Today | #VALUE! | [5 empty] | 49 | Path Measures Page Descriptions | [25 empty] | Police Station |  | N | Plug Loads : Energy Source 5 (kBtu) | 1488 | 0
conversion to kBTU | 3.412 | 100 | 138 | 1.194 |  |  | ___ | 0 | 0 |  |  |  |  | #N/A | 50 | DHW | Install low-flow, tamper-proof fixtures to reduce faucet and shower water use, if applicable. Convert water heater to an air source heat pump or utilize point-of-use heaters. Inspect, monitor for, and repair water leaks. | Install low-flow, tamper-proof fixtures to reduce faucet and shower water use, if applicable. Convert water heater to an air source heat pump or utilize point-of-use heaters. Inspect, monitor for, and repair water leaks. | Install low-flow, tamper-proof fixtures to reduce faucet and shower water use, if applicable. Convert water heater to an air source heat pump or utilize point-of-use heaters. Inspect, monitor for, and repair water leaks. | Install low-flow, tamper-proof fixtures to reduce faucet and shower water use, if applicable. Convert water heater to an air source heat pump or utilize point-of-use heaters. Inspect, monitor for, and repair water leaks. | Install low-flow, tamper-proof fixtures to reduce faucet and shower water use, if applicable. Convert water heater to an air source heat pump or utilize point-of-use heaters. Inspect, monitor for, and repair water leaks. | Install low-flow, tamper-proof fixtures to reduce faucet and shower water use, if applicable. Convert water heater to an air source heat pump or utilize point-of-use heaters. Inspect, monitor for, and repair water leaks. | Install low-flow, tamper-proof fixtures to reduce faucet and shower water use, if applicable. Convert water heater to an air source heat pump or utilize point-of-use heaters. Inspect, monitor for, and repair water leaks. | Install low-flow, tamper-proof fixtures to reduce faucet and shower water use, if applicable. Convert water heater to an air source heat pump or utilize point-of-use heaters. Inspect, monitor for, and repair water leaks. | Install low-flow, tamper-proof fixtures to reduce faucet and shower water use, if applicable. Convert water heater to an air source heat pump or utilize point-of-use heaters. Inspect, monitor for, and repair water leaks. | Install low-flow, tamper-proof fixtures to reduce faucet and shower water use. Convert water heater to an air-source heat pump. Inspect, monitor for, and repair water leaks. | Install low-flow, tamper-proof fixtures to reduce faucet and shower water use. Convert water heater to an air-source heat pump. Inspect, monitor for, and repair water leaks. | Install low-flow, tamper-proof fixtures to reduce faucet and shower water use. Convert water heater to an air-source heat pump. Inspect, monitor for, and repair water leaks. | Install low-flow, tamper-proof fixtures to reduce faucet and shower water use. Convert water heater to an air-source heat pump. Inspect, monitor for, and repair water leaks. | Install low-flow, tamper-proof fixtures to reduce faucet and shower water use. Convert water heater to an air-source heat pump. Inspect, monitor for, and repair water leaks. | Install low-flow, tamper-proof fixtures to reduce faucet and shower water use. Convert water heater to an air-source heat pump. Inspect, monitor for, and repair water leaks. | [10 empty] | Pre-school/Daycare | INST-K-12 | Y | Process Loads : Energy Source 5 (kBtu) | 1489 | 0
kBTU | 0 | 0 | 0 | 0 |  | Tenant Electricity | #VALUE! | #VALUE! | 0 |  | -N/A |  |  | #N/A | 51 | Lighting/Plug Loads | Use LED lamps and ENERGY STAR® appliances. Implement occupancy sensors, daylighting sensors, and timer controls, wherever relevant. Engage tenants to reduce loads through active management and conservation. | Use LED lamps and ENERGY STAR® appliances. Implement occupancy sensors, daylighting sensors, and timer controls, wherever relevant. Engage tenants to reduce loads through active management and conservation. | Use LED lamps and ENERGY STAR® appliances. Implement occupancy sensors, daylighting sensors, and timer controls, wherever relevant. Engage tenants to reduce loads through active management and conservation. | Use LED lamps and ENERGY STAR® appliances. Implement occupancy sensors, daylighting sensors, and timer controls, wherever relevant. Engage tenants to reduce loads through active management and conservation. | Use LED lamps and ENERGY STAR® appliances. Implement occupancy sensors, daylighting sensors, and timer controls, wherever relevant. Engage tenants to reduce loads through active management and conservation. | Use LED lamps and ENERGY STAR® appliances. Implement occupancy sensors, daylighting sensors, and timer controls, wherever relevant. Engage tenants to reduce loads through active management and conservation. | Use LED lamps and ENERGY STAR® appliances. Implement occupancy sensors, daylighting sensors, and timer controls, wherever relevant. Engage tenants to reduce loads through active management and conservation. | Use LED lamps and ENERGY STAR® appliances. Implement occupancy sensors, daylighting sensors, and timer controls, wherever relevant. Engage tenants to reduce loads through active management and conservation. | Use LED lamps and ENERGY STAR® appliances. Implement occupancy sensors, daylighting sensors, and timer controls, wherever relevant. Engage tenants to reduce loads through active management and conservation. | Use LED lamps and ENERGY STAR® appliances. Implement occupancy sensors, daylighting sensors, and timer controls, wherever relevant. Engage tenants to reduce loads through active management and conservation. | Use LED lamps and ENERGY STAR® appliances. Implement occupancy sensors, daylighting sensors, and timer controls, wherever relevant. Engage tenants to reduce loads through active management and conservation. | Use LED lamps and ENERGY STAR® appliances. Implement occupancy sensors, daylighting sensors, and timer controls, wherever relevant. Engage tenants to reduce loads through active management and conservation. | Use LED lamps and ENERGY STAR® appliances. Implement occupancy sensors, daylighting sensors, and timer controls, wherever relevant. Engage tenants to reduce loads through active management and conservation. | Use LED lamps and ENERGY STAR® appliances. Implement occupancy sensors, daylighting sensors, and timer controls, wherever relevant. Engage tenants to reduce loads through active management and conservation. | Use LED lamps and ENERGY STAR® appliances. Implement occupancy sensors, daylighting sensors, and timer controls, wherever relevant. Engage tenants to reduce loads through active management and conservation. | [10 empty] | Prison/Incarceration | INST | N | Refrigeration : Energy Source 5 (kBtu) | 1490 | 0
|  |  |  | DOE Tool Error - BTUs displayed as kBTU |  | Owner Electricity | #VALUE! | #VALUE! | 0 |  |  |  |  | #N/A | 52 | Heating 1 | Install premium efficiency circulating pumps with VFDs. Recover heat from cooling systems to reduce heating energy use. | Correctly size the replacement boiler, maximize burner modulation capabilities, and optimize header design. Replace or repair buried pipes. | Install steam condensate heat recovery if not present. Replace or repair buried pipes. | Correctly size the replacement boiler, maximize burner modulation capabilities, and optimize header design. Replace or repair buried pipes. | Upgrade the distribution system to minimize hydronic system return water temperature, and install gas-fired condensing boilers. Install premium efficiency circulating pumps with VFDs. | Use radiant heaters and high efficiency gas unit heaters for spot heating of occupants. Use destratification fans in high bay areas. | Use radiant heaters and high efficiency gas unit heaters for spot heating of occupants. Use destratification fans in high bay areas. | Use radiant heaters and high efficiency gas unit heaters for spot heating of occupants. Use destratification fans in high bay areas. | Correctly size the replacement heating plant, maximize modulation capabilities, and optimize distribution efficiency. | Install steam condensate heat recovery if not present. Replace or repair buried pipes. | Install controls to optimize the modulation and scheduling of electric heaters across the building. | Install low-temperature radiators/fan coils in all rooms and gas-fired condensing boilers. Install premium efficiency circulating pumps with VFDs. | Correctly size the replacement boiler, maximize burner modulation capabilities, and optimize header design. Replace or repair buried pipes. | Install a high-efficiency new boiler designed for low return water temperatures. Use low temperature radiators/fan coils in all rooms. Install premium efficiency water distribution pumps managed by VFDs. | Correctly size the replacement boiler, maximize burner modulation capabilities, and optimize header design. Replace or repair buried pipes. | [10 empty] | Race Track | IND | N | Cooking : Energy Source 5 (kBtu) | 1491 | 0
| EXISTING ENERGY USE |  |  |  |  | Tenant Gas | #VALUE! | #VALUE! | 0 |  |  |  |  | #N/A | 53 | Heating 2 | Not Applicable | Not Applicable | Upgrade the distribution system to minimize hydronic system return water temperature. Install premium efficiency circulating pumps with VFDs. | Upgrade the distribution system to minimize hydronic system return water temperature, and install gas-fired condensing boilers. Install premium efficiency circulating pumps with VFDs. | Replace the heating system with some form of heat pump/electric heating to eliminate fuel or district steam use. | Remove existing heating and cooling systems in each room and install electric heat pumps. Different configurations can be used, from room-by-room units to central VRF plants. | Remove existing heating and cooling systems in each room and install electric heat pumps. Different configurations can be used, from room-by-room units to central VRF plants. | Remove existing heating and cooling systems in each room and install electric heat pumps. Different configurations can be used, from room-by-room units to central VRF plants. | Upgrade the distribution system to minimize hydronic system return water temperature, and install gas-fired condensing boilers. Install premium efficiency circulating pumps with VFDs. | Upgrade the distribution system to minimize hydronic system return water temperature, and install a high-efficiency central plant. Use premium efficiency pumps and VFDs for water distribution. | Upgrade the distribution system to minimize hydronic system return water temperature, and install a high-efficiency central plant. Use premium efficiency pumps and VFDs for water distribution. | Remove existing heating and cooling systems in each space and install electric heat pumps. Different configurations can be used, from room-by-room units to larger VRF plants. | Install a high-efficiency new boiler designed for low return water temperatures. Use low temperature radiators/fan coils in all rooms. Install premium efficiency water distribution pumps managed by VFDs. | Remove existing heating and cooling systems in each space and install electric heat pumps. Different configurations can be used, from room-by-room units to larger VRF plants. | Install a high-efficiency new boiler designed for low return water temperatures. Use low temperature radiators/fan coils in all rooms. Install premium efficiency water distribution pumps managed by VFDs. | [10 empty] | Refrigerated Warehouse | IND | Y | Data Center : Energy Source 5 (kBtu) | 1492 | 0
| Electricity | Natural Gas | Fuel | Utility District Steam |  | Owner Gas | #VALUE! | #VALUE! | 0 |  |  |  |  | #N/A | 54 | Heating 3 | Not Applicable | Not Applicable | Replace the heating system with some form of heat pump/electric heating to eliminate district steam use. | Replace the heating system with some form of heat pump/electric heating to eliminate district steam use. | Not Applicable | Not Applicable | Not Applicable | Not Applicable | Remove existing heating and cooling systems in each space and install electric heat pumps. Different configurations can be used, from room-by-room units to larger VRF plants. | Remove existing heating and cooling systems in each space and install electric heat pumps. Different configurations can be used, from room-by-room units to larger VRF plants. | Remove existing heating and cooling systems in each space and install electric heat pumps. Different configurations can be used, from room-by-room units to larger VRF plants. | Not Applicable | Remove existing heating and cooling systems in each space and install electric heat pumps. Different configurations can be used, from room-by-room units to larger VRF plants. | Not Applicable | Remove existing heating and cooling systems in each space and install electric heat pumps. Different configurations can be used, from room-by-room units to larger VRF plants. | [10 empty] | Repair Services (Vehicle, Shoe, Locksmith, etc.) | IND | Y | Other : Energy Source 5 (kBtu) | 1493 | 0
kBTU | 0 | 0 | 0 | 0 |  | Tenant Oil | #VALUE! | #VALUE! | 0 |  |  |  |  | #N/A | 55 | Cooling 1 | Retain existing cooling methods and incrementally improve equipment efficiency at time of replacement and install VFDs on pumps and fans. | Retain existing cooling methods and incrementally improve equipment efficiency at time of replacement and install VFDs on pumps and fans. | Retain existing cooling methods and incrementally improve equipment efficiency at time of replacement and install VFDs on pumps and fans. | Retain existing cooling methods and incrementally improve equipment efficiency at time of replacement and install VFDs on pumps and fans. | Existing cooling method remains; incrementally improve cooling equipment efficiency using VFDs on pumps and fans. | Utilize a central cooling plant and water-cooled space cooling units with premium efficiency pumps and VFDs. | Utilize a central cooling plant and water-cooled space cooling units with premium efficiency pumps and VFDs. | Utilize a central cooling plant and water-cooled space cooling units with premium efficiency pumps and VFDs. | Add high efficiency air-cooled DX units and/or incrementally improve equipment efficiency at time of replacement. Install VFDs on pumps and fans. | Remove or cover and permanently install window/wall AC units to eliminate winter heat loss. Incrementally improve cooling equipment efficiency at replacement. | Remove or cover and permanently install window/wall AC units to eliminate winter heat loss. Incrementally improve cooling equipment efficiency at replacement. | Remove or cover and permanently install window/wall AC units to eliminate winter heat loss. Incrementally improve cooling equipment efficiency at replacement. | Remove or cover and permanently install window/wall AC units to eliminate winter heat loss. Incrementally improve cooling equipment efficiency at replacement. | Remove or cover and permanently install window/wall AC units to eliminate winter heat loss. Incrementally improve cooling equipment efficiency at replacement. | Remove or cover and permanently install window/wall AC units to eliminate winter heat loss. Incrementally improve cooling equipment efficiency at replacement. | [10 empty] | Residence Hall/Dormitory | MF | Y | Annual Energy Cost Paid by Tenant : Energy Source 1 (%) | 1428 | No Entry | No Entry
% Paid by Tenants | 0 | 0 | 0 | 0 |  | Owner Oil | #VALUE! | #VALUE! | 0 |  |  |  |  | #N/A | 56 | Cooling 2 | Not Applicable | Not Applicable | Utilize a central condenser loop and cooling tower with water-cooled ACs. Include premium efficiency circulating pumps and fans with VFDs. | Utilize a central condenser loop and cooling tower with water-cooled ACs. Include premium efficiency circulating pumps and fans with VFDs. | Change the chiller to an efficient electric chiller. | Air source heat pumps that provide space heating also provide space cooling, providing all spaces with high efficiency cooling if desired. Use heat recovery for process loads. | Air source heat pumps that provide space heating also provide space cooling, providing all spaces with high efficiency cooling if desired. Use heat recovery for process loads. | Air source heat pumps that provide space heating also provide space cooling, providing all spaces with high efficiency cooling if desired. Use heat recovery for process loads. | Install air source heat pumps that provide space heating and space cooling, providing all spaces with high efficiency central cooling at no extra install cost. | Air source heat pumps that provide space heating also provide space cooling at no extra install cost. | Air source heat pumps that provide space heating also provide space cooling at no extra install cost. | Air source heat pumps that provide space heating also provide space cooling at no extra install cost. | Air source heat pumps that provide space heating also provide space cooling at no extra install cost. | Air source heat pumps that provide space heating also provide space cooling at no extra install cost. | Air source heat pumps that provide space heating also provide space cooling at no extra install cost. | [10 empty] | Residential Care Facility | MF | Y | Annual Energy Cost Paid by Tenant : Energy Source 2 (%) | 1445 | No Entry
| PROPOSED ENERGY USE |  |  |  |  | Tenant Steam | #VALUE! | #VALUE! | 0 |  |  |  |  | #N/A | 57 | Cooling 3 | Not Applicable | Not Applicable | Install air source heat pumps that provide space heating and space cooling, providing all spaces with high efficiency central cooling at no extra install cost. | Install air source heat pumps that provide space heating and space cooling, providing all spaces with high efficiency central cooling at no extra install cost. | Not Applicable | Not Applicable | Not Applicable | Not Applicable | Not Applicable | Not Applicable | Not Applicable | Not Applicable | Not Applicable | Not Applicable | Not Applicable | [10 empty] | Restaurant |  | N | Annual Energy Cost Paid by Tenant : Energy Source 3 (%) | 1462 | No Entry
| Electricity | Natural Gas | Fuel | Utility District Steam |  | Owner Steam | #VALUE! | #VALUE! | 0 |  |  |  |  | #N/A | 58 | Walls 1 | Air seal all exterior penetrations and insulate behind spandrel panels throughout the building, including in tenant spaces. | Air seal all exterior penetrations and insulate behind spandrel panels throughout the building, including in tenant spaces. | Air seal all exterior penetrations, including in tenant spaces. | Air seal all exterior penetrations, including in tenant spaces. | Air seal all exterior penetrations. | Insulate vehicle entrance doors and dock doors, and install automatic controls for door operation. Compartmentalize conditioned spaces from unconditioned as much as possible. | Insulate vehicle entrance doors and dock doors, and install automatic controls for door operation. Compartmentalize conditioned spaces from unconditioned as much as possible. | Insulate vehicle entrance doors and dock doors, and install automatic controls for door operation. Compartmentalize conditioned spaces from unconditioned as much as possible. | Air seal all exterior penetrations. | Conduct comprehensive air sealing of exterior penetrations, including in tenant spaces. | Conduct comprehensive air sealing of exterior penetrations, including in tenant spaces. | Conduct comprehensive air sealing of exterior penetrations, including in tenant spaces. | Conduct comprehensive air sealing of exterior penetrations, including in tenant spaces. | Conduct comprehensive air sealing of exterior penetrations, including in tenant spaces. | Conduct comprehensive air sealing of exterior penetrations, including in tenant spaces. | [10 empty] | Retail Store |  | Y | Annual Energy Cost Paid by Tenant : Energy Source 4 (%) | 1479 | No Entry
kBTU | 0 | 0 | 0 | 0 | [9 empty] | #N/A | 59 | Walls 2 | Install additional insulation to all opaque exterior walls, not including shared walls. | Install additional insulation to all opaque exterior walls, not including shared walls. | Add insulation to at least 50% of exterior walls. Account for landmarked facades, which may be difficult to modify. | Add insulation to at least 50% of exterior walls. Account for landmarked facades, which may be difficult to modify. | Add insulation to all opaque exterior walls, not including shared walls. | Not Applicable | Not Applicable | Not Applicable | Add insulation to at least 50% of exterior walls. Account for landmarked facades, which may be difficult to modify. | Add insulation to at least 50% of exterior walls. Account for landmarked facades, which may be difficult to modify. | Add insulation to at least 50% of exterior walls. Account for landmarked facades, which may be difficult to modify. | Add insulation to at least 50% of exterior walls. Account for landmarked facades, which may be difficult to modify. | Add insulation to at least 50% of exterior walls. Account for landmarked facades, which may be difficult to modify. | Add insulation to at least 50% of exterior walls. Account for landmarked facades, which may be difficult to modify. | Add insulation to at least 50% of exterior walls. Account for landmarked facades, which may be difficult to modify. | [10 empty] | Roller Rink | IND | N | Annual Energy Cost Paid by Tenant : Energy Source 5 (%) | 1496 | No Entry
EUI | #VALUE! | #VALUE! | #VALUE! | #VALUE! |  | Path Option EUI Reduction Column Chart (Page 2) | [7 empty] | #N/A | 60 | Walls 3 | Not Applicable | Not Applicable | Not Applicable | Not Applicable | Not Applicable | Not Applicable | Not Applicable | Not Applicable | Not Applicable |  |  | Not Applicable | Not Applicable | Not Applicable | [11 empty] | Self-Storage Facility | IND | Y
[14 empty] | #N/A | 61 | Ventilation 1 | Tightly seal and balance ductwork for consistent airflow. Align fresh air flow rates with healthy workplace standards. Use CO2 occupancy sensors for demand control. | Tightly seal and balance ductwork for consistent airflow. Align fresh air flow rates with healthy workplace standards. Use CO2 occupancy sensors for demand control. | Tightly seal and balance ductwork for consistent airflow. Align fresh air flow rates with healthy workplace standards. Use CO2 occupancy sensors for demand control. | Tightly seal and balance ductwork for consistent airflow. Align fresh air flow rates with healthy workplace standards. Use CO2 occupancy sensors for demand control. | Tightly seal and balance ductwork for consistent airflow. Align fresh air flow rates with healthy workplace standards. Use CO2 occupancy sensors for demand control. | Install demand controls on all systems, especially in conditioned spaces. | Install demand controls on all systems, especially in conditioned spaces. | Install demand controls on all systems, especially in conditioned spaces. | Tightly seal and balance ductwork for consistent airflow. Align fresh air flow rates with healthy workplace standards. Use CO2 occupancy sensors for demand control. | Tightly seal and balance ductwork for consistent airflow. Improve fan efficiency and use field-adjustable direct-drive motors. | Tightly seal and balance ductwork for consistent airflow. Improve fan efficiency and use field-adjustable direct-drive motors. | Tightly seal and balance ductwork for consistent airflow. Improve fan efficiency and use field-adjustable direct-drive motors. | Tightly seal and balance ductwork for consistent airflow. Improve fan efficiency and use field-adjustable direct-drive motors. | Tightly seal and balance ductwork for consistent airflow. Improve fan efficiency and use field-adjustable direct-drive motors. | Tightly seal and balance ductwork for consistent airflow. Improve fan efficiency and use field-adjustable direct-drive motors. | [10 empty] | Senior Care Community | MF | Y
[7 empty] | #VALUE! | LL87 Audit Package** | #N/A | #N/A | #N/A | #N/A |  | #N/A | 62 | Ventilation 2 | Install a dedicated outdoor air system with energy recovery. | Install a dedicated outdoor air system with energy recovery. | Install energy recovery ventilation (ERV) for exhaust and supply air. | Install energy recovery ventilation (ERV) for exhaust and supply air. | Upgrade/install energy recovery ventilation (ERV) for exhaust and supply air. | Not Applicable | Not Applicable | Not Applicable | Upgrade/install energy recovery ventilation (ERV) for exhaust and supply air. | Add ventilation to spaces as needed when contemplating significant air sealing efforts to ensure adequate, at least code minimum, fresh air. | Add ventilation to spaces as needed when contemplating significant air sealing efforts to ensure adequate, at least code minimum, fresh air. | Add ventilation to spaces as needed when contemplating significant air sealing efforts to ensure adequate, at least code minimum, fresh air. | Add ventilation to spaces as needed when contemplating significant air sealing efforts to ensure adequate, at least code minimum, fresh air. | Add ventilation to spaces as needed when contemplating significant air sealing efforts to ensure adequate, at least code minimum, fresh air. | Add ventilation to spaces as needed when contemplating significant air sealing efforts to ensure adequate, at least code minimum, fresh air. | [10 empty] | Single Family Home | MF | N
FLAGS AND ALTERNATIVE MESSAGES | [5 empty] | __ | 0 | 0 | 0 | 0 | 0 | 0 |  | #N/A | 63 | Windows 1 | Insulate the spandrel behind curtain wall IGUs, and upgrade any non-curtainwall windows to use insulated frames and low-emissivity coatings. | Insulate the spandrel behind curtain wall IGUs, and upgrade any non-curtainwall windows to use insulated frames and low-emissivity coatings. | Install triple-pane low-emissivity windows throughout the building. | Install triple-pane low-emissivity windows throughout the building. | Insulate the spandrel behind curtain wall IGUs, and upgrade any non-curtainwall windows to use insulated frames and low emissivity coatings. | Install modern code-compliant windows in occupied, comfort-conditioned areas. | Install modern code-compliant windows in occupied, comfort-conditioned areas. | Install modern code-compliant windows in occupied, comfort-conditioned areas. | Use modern code-compliant windows with insulated frames and low-e coatings. Convert operable windows from double-hung to casement for improved air sealing. | Use modern code-compliant windows with insulated frames. Convert operable windows from double hung to casement windows for improved air sealing. | Use modern code-compliant windows with insulated frames. Convert operable windows from double hung to casement windows for improved air sealing. | Use modern code-compliant windows with insulated frames. Convert operable windows from double hung to casement windows for improved air sealing. | Use modern code-compliant windows with insulated frames. Convert operable windows from double hung to casement windows for improved air sealing. | Use modern code-compliant windows with insulated frames. Convert operable windows from double hung to casement windows for improved air sealing. | Use modern code-compliant windows with insulated frames. Convert operable windows from double hung to casement windows for improved air sealing. | [10 empty] | Social/Meeting Hall |  | N
Flag for a building that does not get a full report, goes on Page 3 and on Inputs Tab |  |  |  |  | Electricity | #VALUE! | #VALUE! | #VALUE! | #N/A | #N/A | #N/A | #N/A |  | #N/A | 64 | Windows 2 | Replace at least 50% of the total façade with high performance triple-pane glazing. | Replace at least 50% of the total façade with high performance triple-pane glazing. |  |  | Replace at least 50% of the total façade with high performance triple pane glazing. | [20 empty] | Stadium (Closed) | IND | N
Note: The deep energy retrofit end points cannot be calculated for your building type due to mixed use spaces, difficult to model building types, or complex systems/occupant use. Deep Energy Retrofit package savings are expected to be greater than a typical LL87 audit package and will deliver additional benefits listed below. Work with an engineer to calculate expected energy savings specific to your building. | #N/A |  |  |  | Gas | #VALUE! | #VALUE! | #VALUE! | #N/A | #N/A | #N/A | #N/A |  |  | 65 | [26 empty] | Stadium (Open) | IND | N
#N/A | #N/A |  |  |  | Oil | #VALUE! | #VALUE! | #VALUE! | #N/A | #N/A | #N/A | #N/A |  | #N/A | 66 | Heating 1 applies to Option 1 | 1 | 1 | 1 | 1 | 1 | 0 | 0 | 0 | 1 | 1 | 1 | 1 | 1 | 1 | 1 | [10 empty] | Strip Mall |  | N
[5 empty] | District Steam | #VALUE! | #VALUE! | #VALUE! | #N/A | #N/A | #N/A | #N/A |  | #N/A | 67 | Heating 2 applies to Option 1 | 0 | 0 | 0 | 0 | 0 | 0 | 0 | 0 | 0 | 0 | 0 | 0 | 0 | 0 | 0 | [10 empty] | Supermarket/Grocery Store |  | Y
Message for Page 2 and on Inputs Tab | [5 empty] | Total | #VALUE! | #VALUE! | #N/A | #N/A | #N/A | #N/A |  | #N/A | 68 | Heating 3 applies to Option 1 | 0 | 0 | 0 | 0 | 0 | 0 | 0 | 0 | 0 | 0 | 0 | 0 | 0 | 0 | 0 | [10 empty] | Swimming Pool | IND | N
Note: The deep energy retrofit savings cannot be calculated for your building type due to mixed use spaces, difficult to model building types, or complex systems/occupant use. Energy savings estimates for the Deep Energy Retrofit Packages will not be displayed, as a more detailed engineering analysis is needed for the specific building. | [5 empty] | Range of savings | 0 | 0 | #N/A | #N/A | #N/A | #N/A |  | #N/A | 69 | Heating 1 applies to Option 2 | 1 | 1 | 0 | 0 | 0 | 1 | 1 | 1 | 0 | 0 | 0 | 0 | 0 | 0 | 0 | [10 empty] | Transportation Terminal/Station | IND | N
#N/A | [5 empty] | Energy Savings |  | #VALUE! | #N/A | #N/A | #N/A | #N/A |  | #N/A | 70 | Heating 2 applies to Option 2 | 0 | 0 | 1 | 1 | 1 | 0 | 0 | 0 | 1 | 1 | 1 | 1 | 1 | 1 | 1 | [10 empty] | Urgent Care/Clinic/Other Outpatient |  | N
[7 empty] | Rounding for graph | 2% | #VALUE! | #VALUE! | #VALUE! | #VALUE! |  | #N/A | 71 | Heating 3 applies to Option 2 | 0 | 0 | 0 | 0 | 0 | 0 | 0 | 0 | 0 | 0 | 0 | 0 | 0 | 0 | 0 | [10 empty] | Veterinary Office |  | N
The TWG developed deep energy retrofit paths for key building typologies. These retrofit paths require improvements to all systems in the building. The best package of measures may vary for each building and the specific level of savings will differ depending on each building’s starting point. The retrofit path options presented in this report provide expert-vetted examples of what can be accomplished for your building type. This report does not replace site-specific engineering that may be required. A building’s owner, management, and energy auditor will determine the most appropriate retrofit path. | [5 empty] | EUI % Range |  | 10% | #N/A | #N/A | #N/A | #N/A |  | #N/A | 72 | Heating 1 applies to Option 3 | 0 | 0 | 0 | 0 | 0 | 0 | 0 | 0 | 0 | 0 | 0 | 0 | 0 | 0 | 0 | [10 empty] | Vocational School |  | N
The TWG developed deep energy retrofit paths for key building typologies. These retrofit paths require improvements to all systems in the building. The best package of measures may vary for each building. The retrofit path options presented in this report provide expert-vetted examples of measures for your building type. A building’s owner, management, and energy auditor will determine the most appropriate retrofit path. Note: The deep energy retrofit savings cannot be calculated for your building type due to mixed use spaces, difficult to model building types, or complex systems/occupant use. | [13 empty] | #N/A | 73 | Heating 2 applies to Option 3 | 0 | 0 | 0 | 0 | 0 | 1 | 1 | 1 | 0 | 0 | 0 | 1 | 0 | 1 | 0 | [10 empty] | Wastewater Treatment Plant | IND | N
#N/A | [13 empty] | #N/A | 74 | Heating 3 applies to Option 3 | 0 | 0 | 1 | 1 | 0 | 0 | 0 | 0 | 1 | 1 | 1 | 0 | 1 | 0 | 1 | [10 empty] | Wholesale Club/Supercenter |  | Y
[14 empty] | #N/A | 75 | Heating 1 applies to Option 4 | 0 | 0 | 0 | 0 | 0 | 0 | 0 | 0 | 0 | 0 | 0 | 0 | 0 | 0 | 0 | [10 empty] | Worship Facility |  | Y
Flag text to indicate that no Energy Star Score was entered | [13 empty] | #N/A | 76 | Heating 2 applies to Option 4 | 0 | 0 | 0 | 0 | 0 | 0 | 0 | 0 | 0 | 0 | 0 | 0 | 0 | 0 | 0 | [10 empty] | Zoo | IND | N
-Please enter the building ENERGY STAR Score in the "Rating" field of the Benchmarking section of the "Utility Data and Benchmarking" page of the Audit Template, or in the "Instructions & Inputs" tab. | [13 empty] | #N/A | 77 | Heating 3 applies to Option 4 | 0 | 0 | 1 | 1 | 0 | 0 | 0 | 0 | 0 | 1 | 1 | 0 | 1 | 0 | 1
-Please enter the building ENERGY STAR Score in the "Rating" field of the Benchmarking section of the "Utility Data and Benchmarking" page of the Audit Template, or in the "Instructions & Inputs" tab. | [13 empty] | #N/A | 78 | Cooling 1 applies to Option 1 | 1 | 1 | 1 | 1 | 1 | 0 | 0 | 0 | 1 | 1 | 1 | 1 | 1 | 1 | 1
[14 empty] | #N/A | 79 | Cooling 2 applies to Option 1 | 0 | 0 | 0 | 0 | 0 | 0 | 0 | 0 | 0 | 0 | 0 | 0 | 0 | 0 | 0
Flag text to indicate that no tenant energy use was entered | [13 empty] | #N/A | 80 | Cooling 3 applies to Option 1 | 0 | 0 | 0 | 0 | 0 | 0 | 0 | 0 | 0 | 0 | 0 | 0 | 0 | 0 | 0
-If tenant energy use is paid for by tenants, please enter the amount in the "Percent Paid By Tenant" field of the "Building Annual Summary for Energy Use and Energy Cost" section of the "Utility Data and Benchmarking" page of the Audit Template, or in the "Instructions & Inputs" tab. | [13 empty] | #N/A | 81 | Cooling 1 applies to Option 2 | 1 | 1 | 0 | 0 | 0 | 1 | 1 | 1 | 1 | 1 | 1 | 0 | 1 | 0 | 1
-If tenant energy use is paid for by tenants, please enter the amount in the "Percent Paid By Tenant" field of the "Building Annual Summary for Energy Use and Energy Cost" section of the "Utility Data and Benchmarking" page of the Audit Template, or in the "Instructions & Inputs" tab. | [13 empty] | #N/A | 82 | Cooling 2 applies to Option 2 | 0 | 0 | 1 | 1 | 1 | 0 | 0 | 0 | 0 | 0 | 0 | 1 | 0 | 1 | 0
[14 empty] | #N/A | 83 | Cooling 3 applies to Option 2 | 0 | 0 | 0 | 0 | 0 | 0 | 0 | 0 | 0 | 0 | 0 | 0 | 0 | 0 | 0
*Optional data input - note these fields may be hidden as unrequired: | [13 empty] | #N/A | 84 | Cooling 1 applies to Option 3 | 0 | 0 | 0 | 0 | 0 | 0 | 0 | 0 | 0 | 0 | 0 | 0 | 0 | 0 | 0
*Optional data input - note these fields may be hidden as unrequired: | [13 empty] | #N/A | 85 | Cooling 2 applies to Option 3 | 0 | 0 | 0 | 0 | 0 | 1 | 1 | 1 | 1 | 1 | 1 | 1 | 1 | 1 | 1
[14 empty] | #N/A | 86 | Cooling 3 applies to Option 3 | 0 | 0 | 1 | 1 | 0 | 0 | 0 | 0 | 0 | 0 | 0 | 0 | 0 | 0 | 0
[14 empty] | #N/A | 87 | Cooling 1 applies to Option 4 | 0 | 0 | 0 | 0 | 0 | 0 | 0 | 0 | 0 | 0 | 0 | 0 | 0 | 0 | 0
[14 empty] | #N/A | 88 | Cooling 2 applies to Option 4 | 0 | 0 | 0 | 0 | 0 | 0 | 0 | 0 | 0 | 1 | 1 | 0 | 1 | 0 | 1
Primary Use Type Check |  | Type | SF | [10 empty] | #N/A | 89 | Cooling 3 applies to Option 4 | 0 | 0 | 1 | 1 | 0 | 0 | 0 | 0 | 0 | 0 | 0 | 0 | 0 | 0 | 0
Use Type: Space Function 1 | 126 | 0 | 0 | [10 empty] | #N/A | 90 | Wall 1 applies to Option 1 | 1 | 1 | 1 | 1 | 1 | 0 | 0 | 0 | 1 | 1 | 1 | 1 | 1 | 1 | 1
Use Type: Space Function 2 | 142 | 0 | 0 | [10 empty] | #N/A | 91 | Wall 2 applies to Option 1 | 0 | 0 | 0 | 0 | 0 | 0 | 0 | 0 | 0 | 0 | 0 | 0 | 0 | 0 | 0
Use Type: Space Function 3 | 158 | 0 | 0 | [10 empty] | #N/A | 92 | Wall 3 applies to Option 1 | 0 | 0 | 0 | 0 | 0 | 0 | 0 | 0 | 0 | 0 | 0 | 0 | 0 | 0 | 0
Use Type: Space Function 4 | 174 | 0 | 0 | [10 empty] | #N/A | 93 | Wall 1 applies to Option 2 | 1 | 1 | 1 | 1 | 0 | 1 | 1 | 1 | 1 | 1 | 1 | 1 | 1 | 1 | 1
Use Type: Space Function 5 | 190 | 0 | 0 | [10 empty] | #N/A | 94 | Wall 2 applies to Option 2 | 1 | 1 | 0 | 0 | 1 | 0 | 0 | 0 | 0 | 0 | 0 | 0 | 0 | 0 | 0
Use Type: Space Function 6 | 206 | 0 | 0 | [10 empty] | #N/A | 95 | Wall 3 applies to Option 2 | 0 | 0 | 0 | 0 | 0 | 0 | 0 | 0 | 0 | 0 | 0 | 0 | 0 | 0 | 0
Gross Floor Area: Space Function 1 | 128 | [12 empty] | #N/A | 96 | Wall 1 applies to Option 3 | 0 | 0 | 1 | 1 | 0 | 1 | 1 | 1 | 1 | 1 | 1 | 1 | 1 | 1 | 1
Gross Floor Area: Space Function 2 | 144 | [12 empty] | #N/A | 97 | Wall 2 applies to Option 3 | 0 | 0 | 0 | 0 | 0 | 0 | 0 | 0 | 1 | 0 | 0 | 1 | 0 | 1 | 0
Gross Floor Area: Space Function 3 | 160 | [12 empty] | #N/A | 98 | Wall 3 applies to Option 3 | 0 | 0 | 0 | 0 | 0 | 0 | 0 | 0 | 0 | 0 | 0 | 0 | 0 | 0 | 0
Gross Floor Area: Space Function 4 | 176 | [12 empty] | #N/A | 99 | Wall 1 applies to Option 4 | 0 | 0 | 1 | 1 | 0 | 0 | 0 | 0 | 0 | 1 | 1 | 0 | 1 | 0 | 1
Gross Floor Area: Space Function 5 | 192 | [12 empty] | #N/A | 100 | Wall 2 applies to Option 4 | 0 | 0 | 1 | 1 | 0 | 0 | 0 | 0 | 0 | 1 | 1 | 0 | 1 | 0 | 1
Gross Floor Area: Space Function 6 | 208 | [12 empty] | #N/A | 101 | Wall 3 applies to Option 4 | 0 | 0 | 0 | 0 | 0 | 0 | 0 | 0 | 0 | 0 | 0 | 0 | 0 | 0 | 0
[14 empty] | #N/A | 102 | Vent 1 applies to Option 1 | 1 | 1 | 1 | 1 | 1 | 0 | 0 | 0 | 1 | 1 | 1 | 1 | 1 | 1 | 1
[14 empty] | #N/A | 103 | Vent 2 applies to Option 1 | 0 | 0 | 1 | 1 | 1 | 0 | 0 | 0 | 1 | 0 | 0 | 0 | 0 | 0 | 0
[14 empty] | #N/A | 104 | Vent 1 applies to Option 2 | 1 | 1 | 1 | 1 | 1 | 1 | 1 | 1 | 1 | 1 | 1 | 1 | 1 | 1 | 1
[14 empty] | #N/A | 105 | Vent 2 applies to Option 2 | 1 | 1 | 1 | 1 | 1 | 0 | 0 | 0 | 1 | 0 | 0 | 0 | 0 | 0 | 0
[14 empty] | #N/A | 106 | Vent 1 applies to Option 3 | 0 | 0 | 1 | 1 | 0 | 1 | 1 | 1 | 1 | 1 | 1 | 1 | 1 | 1 | 1
[14 empty] | #N/A | 107 | Vent 2 applies to Option 3 | 0 | 0 | 1 | 1 | 0 | 0 | 0 | 0 | 1 | 0 | 0 | 0 | 0 | 0 | 0
[14 empty] | #N/A | 108 | Vent 1 applies to Option 4 | 0 | 0 | 1 | 1 | 0 | 0 | 0 | 0 | 0 | 1 | 1 | 0 | 1 | 0 | 1
[14 empty] | #N/A | 109 | Vent 2 applies to Option 4 | 0 | 0 | 1 | 1 | 0 | 0 | 0 | 0 | 0 | 0 | 0 | 0 | 0 | 0 | 0
[14 empty] | #N/A | 110 | Window 1 applies to Option 1 | 1 | 1 | 1 | 1 | 1 | 0 | 0 | 0 | 1 | 1 | 1 | 1 | 1 | 1 | 1
[14 empty] | #N/A | 111 | Window 2 applies to Option 1 | 0 | 0 | 0 | 0 | 0 | 0 | 0 | 0 | 0 | 0 | 0 | 0 | 0 | 0 | 0
[14 empty] | #N/A | 112 | Window 1 applies to Option 2 | 1 | 1 | 1 | 1 | 1 | 1 | 1 | 1 | 1 | 1 | 1 | 1 | 1 | 1 | 1
[14 empty] | #N/A | 113 | Window 2 applies to Option 2 | 1 | 1 | 0 | 0 | 1 | 0 | 0 | 0 | 0 | 0 | 0 | 0 | 0 | 0 | 0
[14 empty] | #N/A | 114 | Window 1 applies to Option 3 | 0 | 0 | 1 | 1 | 0 | 1 | 1 | 1 | 1 | 1 | 1 | 1 | 1 | 1 | 1
[14 empty] | #N/A | 115 | Window 2 applies to Option 3 | 0 | 0 | 0 | 0 | 0 | 0 | 0 | 0 | 0 | 0 | 0 | 0 | 0 | 0 | 0
[14 empty] | #N/A | 116 | Window 1 applies to Option 4 | 0 | 0 | 1 | 1 | 0 | 0 | 0 | 0 | 0 | 1 | 1 | 0 | 1 | 0 | 1
[14 empty] | #N/A | 117 | Window 2 applies to Option 4 | 0 | 0 | 0 | 0 | 0 | 0 | 0 | 0 | 0 | 0 | 0 | 0 | 0 | 0 | 0
[15 empty] | 1 | Appendix Metrics Explanation | Commercial or Institutional, curtainwall, district steam | Commercial or Institutional, curtainwall, on-site heating plant | Commercial or Institutional, mass walls, district steam | Commercial or Institutional, mass walls, on-site heating plant | Hospital | Industrial, Garage or vehicle use | Industrial or other, greater than three stories | Industrial or other, less than four stories | K-12 School | MF, Dorm, or Hotel, district steam heat | MF, Dorm, or Hotel, electrically heated | MF, Dorm, or Hotel, post-1980 construction, hydronic heat | MF, Dorm, or Hotel, post-1980 construction, steam heat | MF, Dorm, or Hotel, pre-1980 construction, hydronic heat | MF, Dorm, or Hotel, pre-1980 construction, steam heat
[14 empty] | #N/A | 2 | Path 1 GHG Savings Benefits | Reduced energy use by pumps and fans, and upgraded windows to lower heat gains adding to cooling load. | Reduced energy use by pumps and fans, and upgraded windows to lower heat gains adding to cooling load. | Energy waste for uncontrolled heating and cooling is reduced through installation of improved heating controls. | All major building systems perform at peak efficiency, eliminating all waste and unnecessary greenhouse gas emissions. | Reduced energy use by pumps and fans, and upgraded windows to lower heat gains adding to cooling load. | Tightly controlling heating and cooling loads through sensors and controls can greatly reduce energy waste in less-occupied areas or those that are overheated with other equipment. | Tightly controlling heating and cooling loads through sensors and controls can greatly reduce energy waste in less-occupied areas or those that are overheated with other equipment. | Tightly controlling heating and cooling loads through sensors and controls can greatly reduce energy waste in less-occupied areas or those that are overheated with other equipment. | All major building systems perform at peak efficiency, eliminating all waste and unnecessary greenhouse gas emissions. | Energy waste for uncontrolled heating and cooling is reduced through installation of improved heating controls. | Energy waste for uncontrolled heating and cooling is reduced through installation of improved heating controls. | All major building systems perform at peak efficiency, eliminating all waste and unnecessary greenhouse gas emissions. | All major building systems perform at peak efficiency, eliminating all waste and unnecessary greenhouse gas emissions. | All major building systems perform at peak efficiency, eliminating all waste and unnecessary greenhouse gas emissions. | All major building systems perform at peak efficiency, eliminating all waste and unnecessary greenhouse gas emissions.
[14 empty] | #N/A | 3 | Path 1 Improved Tenant Experience Benefits | Occupants are healthier with optimized ventilation, and more comfortable with better windows and targeted insulation. Utilize NYC Carbon Challenge resources to maximize occupant engagement. | Occupants are healthier with optimized ventilation, and more comfortable with better windows and targeted insulation. Utilize NYC Carbon Challenge resources to maximize occupant engagement. | Comfort improvements through improved distribution, but current market would not advertise a well balanced system as an amenity, and cooling is not included so a separate or decentralized cooling system is still needed. | Comfort improvements through improved distribution, but current market would not advertise a well balanced system as an amenity, and cooling is not included so a separate or decentralized cooling system is still needed. | Occupants are healthier with optimized ventilation, and more comfortable with better windows and targeted insulation. Utilize NYC Carbon Challenge resources to maximize occupant engagement. | Occupant comfort can improve by reducing drafts through improved air sealing and insulation in occupied areas. | Occupant comfort can improve by reducing drafts through improved air sealing and insulation in occupied areas. | Occupant comfort can improve by reducing drafts through improved air sealing and insulation in occupied areas. | Hydronic heating distribution has similar tenant experience as in a steam system – while heat is well distributed, there is no central cooling or additional amenities. | Comfort improvements through improved distribution, but current market would not advertise a well balanced system as an amenity, and cooling is not included so a separate or decentralized cooling system is still needed. | Some comfort improvements may occur for tenants through improved controls. User experience remains essentially the same from baseline conditions as similar heating and cooling terminal units will remain in place. | Comfort improvements through improved distribution, but current market would not advertise a well balanced system as an amenity, and cooling is not included so a separate or decentralized cooling system is still needed. | Comfort improvements through improved distribution, but current market would not advertise a well balanced system as an amenity, and cooling is not included so a separate or decentralized cooling system is still needed. | Comfort improvements through improved distribution, but current market would not advertise a well balanced system as an amenity, and cooling is not included so a separate or decentralized cooling system is still needed. | Comfort improvements through improved distribution, but current market would not advertise a well balanced system as an amenity, and cooling is not included so a separate or decentralized cooling system is still needed.
[14 empty] | #N/A | 4 | Path 1 Capital Costs | Heating and cooling controls can be applied to existing systems without major capital replacement requirements. | Heating and cooling controls can be applied to existing systems without major capital replacement requirements. | Least expensive upfront capital costs as existing system is replaced within incrementally better equipment that is optimized to near perfection. | Least expensive upfront capital costs as existing system is replaced within incrementally better equipment that is optimized to near perfection. | Heating and cooling controls can be applied to existing systems without major capital replacement requirements. | Heating and cooling controls can be applied to existing systems without major capital replacement requirements. | Heating and cooling controls can be applied to existing systems without major capital replacement requirements. | Heating and cooling controls can be applied to existing systems without major capital replacement requirements. | Least expensive upfront capital costs as existing system is replaced within incrementally better equipment that is optimized to near perfection. | Least expensive upfront capital costs as existing system is replaced within incrementally better equipment that is optimized to near perfection. | Heating and cooling controls can be applied to existing systems without major capital replacement requirements. | Least expensive upfront capital costs as existing system is replaced within incrementally better equipment that is optimized to near perfection. | Least expensive upfront capital costs as existing system is replaced within incrementally better equipment that is optimized to near perfection. | Least expensive upfront capital costs as existing system is replaced within incrementally better equipment that is optimized to near perfection. | Least expensive upfront capital costs as existing system is replaced within incrementally better equipment that is optimized to near perfection.
[14 empty] | #N/A | 5 | Path 1 O&M Costs | Increased controls automation and connectivity assist in diagnosing problems as they arise, improving operations. | Increased controls automation and connectivity assist in diagnosing problems as they arise, improving operations. | Requires maintenance by knowledgeable staff, engaged tenants who understand how the systems work and can monitor operations to maintain near perfection. Major components of a steam system remain and require continual monitoring and service. | Requires maintenance by knowledgeable staff, engaged tenants who understand how the systems work and can monitor operations to maintain near perfection. Major components of a steam system remain and require continual monitoring and service. | Increased controls automation and connectivity assist in diagnosing problems as they arise, improving operations. | Once better controls and air sealing are implemented, maintenance requirements are not much different than the existing building's. Operations staff needs to be knowledgeable about how to effectively maintain equipment to operate at peak efficiency. | Once better controls and air sealing are implemented, maintenance requirements are not much different than the existing building's. Operations staff needs to be knowledgeable about how to effectively maintain equipment to operate at peak efficiency. | Once better controls and air sealing are implemented, maintenance requirements are not much different than the existing building's. Operations staff needs to be knowledgeable about how to effectively maintain equipment to operate at peak efficiency. | Requires maintenance by knowledgeable staff who understand how the systems work and can monitor operations to maintain near perfection. Major components of a steam system still in place which require continual monitoring and replacement. | Requires maintenance by knowledgeable staff, engaged tenants who understand how the systems work and can monitor operations to maintain near perfection. Major components of a steam system remain and require continual monitoring and service. | Comfort and effectiveness of electric heat systems can be very dependent on air sealing of windows and AC units. Baseboard maintenance remains relatively low. | A highly optimized hydronic system requires little maintenance, but a knowledgeable staff needs to understand how to diagnose and fix valve, pump, and boiler issues to maintain good energy performance. | Requires maintenance by knowledgeable staff, engaged tenants who understand how the systems work and can monitor operations to maintain near perfection. Major components of a steam system remain and require continual monitoring and service. | A highly optimized hydronic system requires little maintenance, but a knowledgeable staff needs to understand how to diagnose and fix valve, pump, and boiler issues to maintain good energy performance. | Requires maintenance by knowledgeable staff, engaged tenants who understand how the systems work and can monitor operations to maintain near perfection. Major components of a steam system remain and require continual monitoring and service.
[14 empty] | #N/A | 6 | Path 2 GHG Savings Benefits | Increased energy savings through more comprehensive envelope work. Lowered space conditioning energy through improved ventilation system with heat recovery. | Increased energy savings through more comprehensive envelope work. Lowered space conditioning energy through improved ventilation system with heat recovery. | Slightly better energy savings potential than a steam heating system, and likely easier to maintain hydronic system performance over time. | Slightly better energy savings potential than a steam heating system, and likely easier to maintain hydronic system performance over time. | Increased energy savings through more comprehensive envelope work. Lowered space conditioning energy through improved ventilation system with heat recovery. | All-electric heat pumps increase the efficiency of heat being delivered and also reduce building load by eliminating unwanted overheating. | All-electric heat pumps increase the efficiency of heat being delivered and also reduce building load by eliminating unwanted overheating. | All-electric heat pumps increase the efficiency of heat being delivered and also reduce building load by eliminating unwanted overheating. | All major building systems perform at peak efficiency, eliminating all waste and unnecessary greenhouse gas emissions. | Slightly better energy savings potential than a steam heating system, and likely easier to maintain hydronic system performance over time. | Same energy savings potential as the existing heating system, but using a central plant with fuel rather than distributed electricity. | All-electric heat pumps increase the efficiency of heat being delivered and also reduce building load by eliminating unwanted overheating. | Slightly better energy savings potential than a steam heating system, and likely easier to maintain hydronic system performance over time. | All-electric heat pumps increase the efficiency of heat being delivered and also reduce building load by eliminating unwanted overheating. | Slightly better energy savings potential than a steam heating system, and likely easier to maintain hydronic system performance over time.
[14 empty] | #N/A | 7 | Path 2 Improved Tenant Experience Benefits | Further improved comfort at the building perimeter due to better windows and opaque walls. | Further improved comfort at the building perimeter due to better windows and opaque walls. | Hydronic heating distribution has similar tenant experience as in a steam system – while heat is well distributed, there is no central cooling or additional amenities. | Hydronic heating distribution has similar tenant experience as in a steam system – while heat is well distributed, there is no central cooling or additional amenities. | Further improved comfort at the building perimeter due to better windows and opaque walls. | Tenants have direct, local control of heating and cooling temperatures. Heating is evenly distributed to match each tenant’s needs. | Tenants have direct, local control of heating and cooling temperatures. Heating is evenly distributed to match each tenant’s needs. | Tenants have direct, local control of heating and cooling temperatures. Heating is evenly distributed to match each tenant’s needs. | Hydronic heating distribution has similar occupant experience as in a steam system – while heat is well distributed, there is no central cooling or additional amenities. | Hydronic heating distribution has similar tenant experience as in a steam system – while heat is well distributed, there is no central cooling or additional amenities. | Hydronic heating distribution has similar tenant experience as an electric baseboard system – while heat is well distributed, there is no central cooling or additional amenities. | Tenants have direct, local control of heating and cooling temperatures. Heating is evenly distributed to match each tenant’s needs. | Hydronic heating distribution has similar tenant experience as in a steam system – while heat is well distributed, there is no central cooling or additional amenities. | Tenants have direct, local control of heating and cooling temperatures. Heating is evenly distributed to match each tenant’s needs. | Hydronic heating distribution has similar tenant experience as in a steam system – while heat is well distributed, there is no central cooling or additional amenities.
[14 empty] | #N/A | 8 | Path 2 Capital Costs | Envelope work is high cost including necessary structural reinforcement with thicker windows, if necessary. Possible ductwork rerouting for new ventilation system. | Envelope work is high cost including necessary structural reinforcement with thicker windows, if necessary. Possible ductwork rerouting for new ventilation system. | In most cases a significant amount of new piping is needed, though in some cases steam piping can be repurposed for heating hot water distribution. An all-new hot water boiler plant must be designed and installed. | In most cases a significant amount of new piping is needed, though in some cases steam piping can be repurposed for heating hot water distribution. An all-new hot water boiler plant must be designed and installed. | Envelope work is high cost including necessary structural reinforcement with thicker windows, if necessary. Possible ductwork rerouting for new ventilation system. | Heat pump units are installed in each room with associated wiring/piping connections. New electrical service may be required where higher voltage service does not exist. | Heat pump units are installed in each room with associated wiring/piping connections. New electrical service may be required where higher voltage service does not exist. | Heat pump units are installed in each room with associated wiring/piping connections. New electrical service may be required where higher voltage service does not exist. | In most cases a significant amount of new piping is needed, though in some cases steam piping can be repurposed for heating hot water distribution. An all-new hot water boiler plant must be designed and installed. | In most cases a significant amount of new piping is needed, though in some cases steam piping can be repurposed for heating hot water distribution. An all-new hot water boiler plant must be designed and installed. | An all-new hot water boiler plant must be designed and installed. All new hot water piping and terminal units need to be installed in every room. | Heat pump units are installed in each apartment with associated wiring/piping connections. New electrical service may be required where higher voltage service does not exist. | In most cases a significant amount of new piping is needed, though in some cases steam piping can be repurposed for heating hot water distribution. An all-new hot water boiler plant must be designed and installed. | Heat pump units are installed in each apartment with associated wiring/piping connections. New electrical service may be required where higher voltage service does not exist. | In most cases a significant amount of new piping is needed, though in some cases steam piping can be repurposed for heating hot water distribution. An all-new hot water boiler plant must be designed and installed.
[14 empty] | #N/A | 9 | Path 2 O&M Costs | Similar to Package 1. Increased controls automation and connectivity assist in diagnosing problems as they arise, improving operations. | Similar to Package 1. Increased controls automation and connectivity assist in diagnosing problems as they arise, improving operations. | A highly optimized hydronic system requires little maintenance, but a knowledgeable staff needs to understand how to diagnose and fix valve, pump, and boiler issues to maintain good energy performance. | Heating system is less delicate than steam distribution. Central cooling is not included, however, and there is still variability dependent on tenant behavior, still requiring tenant engagement. | Similar to Package 1. Increased controls automation and connectivity assist in diagnosing problems as they arise, improving operations. | Larger heat pump systems are serviced by certified professionals, which can be costly to outsource but reduces working knowledge and time needed by on-site staff. Distributed or packaged heat pumps can be serviced by on-site staff. | Larger heat pump systems are serviced by certified professionals, which can be costly to outsource but reduces working knowledge and time needed by on-site staff. Distributed or packaged heat pumps can be serviced by on-site staff. | Larger heat pump systems are serviced by certified professionals, which can be costly to outsource but reduces working knowledge and time needed by on-site staff. Distributed or packaged heat pumps can be serviced by on-site staff. | Heating system is less delicate than steam distribution. Central cooling is not included, however, and there is still variability dependent on tenant behavior, still requiring tenant engagement. | A highly optimized hydronic system requires little maintenance, but a knowledgeable staff needs to understand how to diagnose and fix valve, pump, and boiler issues to maintain good energy performance. | Comfort and effectiveness of hydronic heat systems can be very dependent on air sealing of windows and AC units. Baseboard maintenance remains relatively low. | Larger heat pump systems are serviced by certified professionals, which can be costly to outsource but reduces working knowledge and time needed by on-site staff. Distributed or packaged heat pumps can be serviced by on-site staff. | Heating system is less delicate than steam distribution. Central cooling is not included, however, and there is still variability dependent on tenant behavior, still requiring tenant engagement. | Larger heat pump systems are serviced by certified professionals, which can be costly to outsource but reduces working knowledge and time needed by on-site staff. Distributed or packaged heat pumps can be serviced by on-site staff. | Heating system is less delicate than steam distribution. Central cooling is not included, however, and there is still variability dependent on tenant behavior, still requiring tenant engagement.
[14 empty] | #N/A | 10 | Path 3 GHG Savings Benefits | Not Applicable | Not Applicable | All-electric heat pumps increase the efficiency of heat being delivered and also reduce building load by eliminating unwanted overheating. | All-electric heat pumps increase the efficiency of heat being delivered and also reduce building load by eliminating unwanted overheating. | Not Applicable | Not Applicable | Not Applicable | Not Applicable | All-electric heat pumps increase the efficiency of heat being delivered and also reduce building load by eliminating unwanted overheating. | All-electric heat pumps increase the efficiency of heat being delivered and also reduce building load by eliminating unwanted overheating. | All-electric heat pumps increase the efficiency of heat being delivered and also reduce building load by eliminating unwanted overheating. | The most GHG savings accrue in this package from an efficient and electric heating system based on heat pump technology and high performance envelope. | All-electric heat pumps increase the efficiency of heat being delivered and also reduce building load by eliminating unwanted overheating. | The most GHG savings accrue in this package from an efficient and electric heating system based on heat pump technology and high performance envelope. | All-electric heat pumps increase the efficiency of heat being delivered and also reduce building load by eliminating unwanted overheating.
[14 empty] | #N/A | 11 | Path 3 Improved Tenant Experience Benefits | Not Applicable | Not Applicable | Tenants have direct, local control of heating and cooling temperatures. Heating is evenly distributed to match each tenant’s needs. | Tenants have direct, local control of heating and cooling temperatures. Heating is evenly distributed to match each tenant’s needs. | Not Applicable | Not Applicable | Not Applicable | Not Applicable | Tenants have direct, local control of heating and cooling temperatures. Heating is evenly distributed to match each tenant’s needs. | Tenants have direct, local control of heating and cooling temperatures. Heating is evenly distributed to match each tenant’s needs. | Tenants have direct, local control of heating and cooling temperatures. Heating is evenly distributed to match each tenant’s needs. | Tenants have direct, local control of heating and cooling temperatures. Heating is evenly distributed to match each tenant’s needs. Envelope improvements result in better thermal comfort. | Tenants have direct, local control of heating and cooling temperatures. Heating is evenly distributed to match each tenant’s needs. | Tenants have direct, local control of heating and cooling temperatures. Heating is evenly distributed to match each tenant’s needs. Envelope improvements result in better thermal comfort. | Tenants have direct, local control of heating and cooling temperatures. Heating is evenly distributed to match each tenant’s needs.
[14 empty] | #N/A | 12 | Path 3 Capital Costs | Not Applicable | Not Applicable | Heat pump units are installed in each apartment with associated wiring/piping connections. New electrical service may be required where higher voltage service does not exist. | Heat pump units are installed in each apartment with associated wiring/piping connections. New electrical service may be required where higher voltage service does not exist. | Not Applicable | Not Applicable | Not Applicable | Not Applicable | Heat pump units are installed in each room with associated wiring/piping connections. New electrical service may be required where higher voltage service does not exist. | Heat pump units are installed in each apartment with associated wiring/piping connections. New electrical service may be required where higher voltage service does not exist. | Heat pump units are installed in each apartment with associated wiring/piping connections. Existing electrical service should be sufficient for new heat pump equipment. | In addition to Package 3, exterior walls get increased insulation via an exterior recladding system. | Heat pump units are installed in each apartment with associated wiring/piping connections. New electrical service may be required where higher voltage service does not exist. | In addition to Package 3, exterior walls get increased insulation via an exterior recladding system. | Heat pump units are installed in each apartment with associated wiring/piping connections. New electrical service may be required where higher voltage service does not exist.
[14 empty] | #N/A | 13 | Path 3 O&M Costs | Not Applicable | Not Applicable | Larger heat pump systems are serviced by certified professionals, which can be costly to outsource but reduces working knowledge and time needed by on-site staff. Distributed or packaged heat pumps can be serviced by on-site staff. | Larger heat pump systems are serviced by certified professionals, which can be costly to outsource but reduces working knowledge and time needed by on-site staff. Distributed or packaged heat pumps can be serviced by on-site staff. | Not Applicable | Not Applicable | Not Applicable | Not Applicable | Larger heat pump systems are serviced by certified professionals, which can be costly to outsource but reduces working knowledge and time needed by on-site staff. Distributed or packaged heat pumps can be serviced by on-site staff. | Larger heat pump systems are serviced by certified professionals, which can be costly to outsource but reduces working knowledge and time needed by on-site staff. Distributed or packaged heat pumps can be serviced by on-site staff. | Larger heat pump systems are serviced by certified professionals, which can be costly to outsource but reduces working knowledge and time needed by on-site staff. Distributed or packaged heat pumps can be serviced by on-site staff. | In addition to Package 3, a new façade reduces the burden of exterior wall maintenance and can reduce moisture/condensation issues. | Larger heat pump systems are serviced by certified professionals, which can be costly to outsource but reduces working knowledge and time needed by on-site staff. Distributed or packaged heat pumps can be serviced by on-site staff. | In addition to Package 3, a new façade reduces the burden of exterior wall maintenance and can reduce moisture/condensation issues. | Larger heat pump systems are serviced by certified professionals, which can be costly to outsource but reduces working knowledge and time needed by on-site staff. Distributed or packaged heat pumps can be serviced by on-site staff.
[14 empty] | #N/A | 14 | Path 4 GHG Savings Benefits | Not Applicable | Not Applicable | The most GHG savings accrue in this package from an efficient and electric heating system based on heat pump technology and high performance envelope. | The most GHG savings accrue in this package from an efficient and electric heating system based on heat pump technology and high performance envelope. | Not Applicable | Not Applicable | Not Applicable | Not Applicable | Not Applicable | The most GHG savings accrue in this package from an efficient and electric heating system based on heat pump technology and high performance envelope. | The most GHG savings accrue in this package from an efficient and electric heating system based on heat pump technology and high performance envelope. | Not Applicable | The most GHG savings accrue in this package from an efficient and electric heating system based on heat pump technology and high performance envelope. | Not Applicable | The most GHG savings accrue in this package from an efficient and electric heating system based on heat pump technology and high performance envelope.
[14 empty] | #N/A | 15 | Path 4 Improved Tenant Experience Benefits | Not Applicable | Not Applicable | Tenants have direct, local control of heating and cooling temperatures. Heating is evenly distributed to match each tenant’s needs. Envelope improvements result in better thermal comfort. | Tenants have direct, local control of heating and cooling temperatures. Heating is evenly distributed to match each tenant’s needs. Envelope improvements result in better thermal comfort. | Not Applicable | Not Applicable | Not Applicable | Not Applicable | Not Applicable | Tenants have direct, local control of heating and cooling temperatures. Heating is evenly distributed to match each tenant’s needs. Envelope improvements result in better thermal comfort. | Tenants have direct, local control of heating and cooling temperatures. Heating is evenly distributed to match each tenant’s needs. Envelope improvements result in better thermal comfort. | Not Applicable | Tenants have direct, local control of heating and cooling temperatures. Heating is evenly distributed to match each tenant’s needs. Envelope improvements result in better thermal comfort. | Not Applicable | Tenants have direct, local control of heating and cooling temperatures. Heating is evenly distributed to match each tenant’s needs. Envelope improvements result in better thermal comfort.
[14 empty] | #N/A | 16 | Path 4 Capital Costs | Not Applicable | Not Applicable | In addition to Package 3, exterior walls get increased insulation via an exterior recladding system. | In addition to Package 3, exterior walls get increased insulation via an exterior recladding system. | Not Applicable | Not Applicable | Not Applicable | Not Applicable | Not Applicable | In addition to Package 3, exterior walls get increased insulation via an exterior recladding system. | In addition to Package 3, exterior walls get increased insulation via an exterior recladding system. | Not Applicable | In addition to Package 3, exterior walls get increased insulation via an exterior recladding system. | Not Applicable | In addition to Package 3, exterior walls get increased insulation via an exterior recladding system.
[14 empty] | #N/A | 17 | Path 4 O&M Costs | Not Applicable | Not Applicable | In addition to Package 3, a new façade reduces the burden of exterior wall maintenance and can reduce moisture/condensation issues. | In addition to Package 3, a new façade reduces the burden of exterior wall maintenance and can reduce moisture/condensation issues. | Not Applicable | Not Applicable | Not Applicable | Not Applicable | Not Applicable | In addition to Package 3, a new façade reduces the burden of exterior wall maintenance and can reduce moisture/condensation issues. | In addition to Package 3, a new façade reduces the burden of exterior wall maintenance and can reduce moisture/condensation issues. | Not Applicable | In addition to Package 3, a new façade reduces the burden of exterior wall maintenance and can reduce moisture/condensation issues. | Not Applicable | In addition to Package 3, a new façade reduces the burden of exterior wall maintenance and can reduce moisture/condensation issues.