## Project Source (hidden)
| From Tracker | [10 empty] | Added
| Contact | HPD ID | HPD Project Name | Project Address | BBL | HPD Primary Program | Elec. Program: (Pilot/ REDi/ FHI) | Project Type | Dwelling Units | Est. Closing Date | Rationale from applicant | Confirm Project will include HPD's Mandatory Technical and Refrigerant Leak Requirements into drawings. | Multi-Building? | Notes | Variance Reason Code (from heat pump list)
delayed past june | John Woelfling, jwoelfling@dattner.com | 69041 | Acacia - Green Hope | 418 East 119th St NY, NY 10035 | 121208479 | Supportive Housing Loan Program (SHLP) | N/A | Sub/Gut Rehab | 34 | 2025-06-25 |  | Y |  |  | 0
| Matthew Ladd, mladd@stnicksalliance.org | 65423 | Broadway Triangle Site A | 31 Bartlett Street, & 667 Flushing Ave | Brooklyn, 2269, 52 | Extremely Low & Low-Income Affordability (ELLA) | FHI | New Construction | 78 | 2025-06-25 |  | Yes | y |  | #N/A
| Alen Moghaddam, amoghaddam@uai-ny.com | 75813 | Ocean Crest | 726 Bay 32nd Street, Far Rockaway, Queens, NY 11691 | 41574407 | Senior Affordable Rental Apartments (SARA) | N/A | New Construction | 89 | 2025-06-25 | We evaluated the building design after the very helpful seminar last week and have determined that we would like to respectfully request a variance for the handful of R410 refrigerant equipment we have in this project. We note that the majority of the building is served with an A2L PTHP system, and we are too far along in the building design and approval process to add the required ventilated and rated shafts for the handful of R410 systems serving the common areas. | Yes |  |  | #N/A
| Mindy Shields, mshields@handelarchitects.com | BK_426 | 540 DeGraw Street | 540 DeGraw Street | 34261 | Mandatory Inclusionary housing (MIH) | N/A | New Construction | 255 | BLDS approved 3/31/22 |  | yes |  |  | #N/A
| Jon Meyer, meyerj@ocvarch.com | MN_880 | Saint Francis Portfolio.GHPP.FY23 | 121-125 East 24th Street | 1008800016 | Green Housing Preservation | N/A | Mod Rehab | 85 | 2025-06-23 | The project is named the Saint Francis Portfolio.GHPP.FY23, which is a three building project located in Manhattan for the addresses listed below. This project closed in 2023 and has one building currently under construction, however the other two buildings in the project do not have permits in hand, but are in progress with the DOB. Both of the buildings without permits are set to receive 410-a refrigerant, with one of the buildings participating in the NYSERDA electrification pilot program. We have had our NYSERDA kickoff meeting, and from that meeting it is our understanding this equipment needs to be installed and operational by 1/1/2026, which the contractor is aware of and putting forth every effort to meet that deadline. Our question, and request for Impossibility Variance, is to make sure we stay fully compliant through this process and have no impediments to signing off the work once completed. | Confirmed |  |  | #N/A
| Nicole Marrocco nmarrocco@wsfssh.org | 74080 | WSFSSH - Three Arts Club | 340 West 85th Street, Manhattan | 1012460049 | Senior Affordable Rental Apartments (SARA) | REDi | Sub/Gut Rehab | 62 | 2025-05-25 | Attached is the R410-A variance tracker for WSFSSH’s Three Arts project. Please note that Three Arts received a NYSERDA Buildings of Excellence Demonstration award, and we are actively working with Jen Leone and NYSERDA to receive funding through the new REDi DEEP program. |  |  |  | #N/A
| Daughtry Carstarpehn, dcarstarphen@brc.org | 69886 | 1727 Amsterdam Ave (aka Hill Top Apartments) | 1727 Amsterdam Ave, New York, 10031 | MN20601 | Supportive Housing Loan Program (SHLP) | FHI | New Construction | 200 | 2025-12-25 |  | Confirmed |  |  | #N/A
| Carolyn Khan ckhan@uai-ny.com | 75540 | 1760 Jerome Avenue | 1760 Jerome Avenue | 2028500003 | Supportive Housing Loan Program (SHLP) | FHI | New Construction | 175 | 2025-12-24 | Permits already pulled, confirm | Confirmed |  |  | #N/A
| Daralynn Wiener, daralynn@aufgang.com | 72811 | BX_3522_Vertical-Omnibuild. 1810 Randall Ave | 1810 Randall Ave, Bronx NY | BRONX352238 | Senior Affordable Rental Apartments (SARA) | FHI | New Construction | 180 | 2025-12-25 | Just moved from June to a December closing in March |  |  |  | #N/A
| Andrew Schnell, aschnell@brightpower.com | 70484 | 272 East 7th Street.GHPP.FY25 | 272 East 7th Street | MN, 376, 28 | Housing Preservation Opportunities (HPO) | Electrification Pilot | Sub/Gut Rehab | 21 | 2025-06-25 |  | CONFIRMED |  |  | #N/A
| Paola Duran, PDuran@LemleWolff.com | 75241 | 43-12 50th Street | 43-12 50th Street |  | New Construction Program (NCP) |  | New Construction | 55 | 2025-03-25 |  | Yes |  |  | #N/A
| Jonathan Huang JHuang@megagroup.nyc | 72412 | Highbridge | 1387 University Avenue, Bronx NY | Bronx 2533 29 | Supportive Housing Loan Program (SHLP) |  | New Construction | 316 | Already closed | Please find attached the R-410A Variance Tracker spreadsheet with info for our project at 1387 University Ave, Bronx (also known as Highbridge). This project just recently closed and is being developed Samaritan Daytop Village. This is a large project and although it already closed, an additional variance would be largely beneficial to the project to ensure that installation is completed on time. |  |  |  | #N/A
| Maya Ephrem, mephrem@brc.org | 71238 | BRONX FAMILY HOUSING | 1245 FINDLAY AVENUE | 243633 | HUD Multi-Family Program | Electrification Pilot | Sub/Gut Rehab | 67 | 2025-04-25 |  | CONFIRMED | Y | KM- increased dwelling units ot match Pilot info for 1 pilot building | #N/A
| Jonathan Huang, JHuang@megagroup.nyc | BK_01909 | ICL. 161 Emerson Place | 161 Emerson Place, Brooklyn, NY 11205 | BROOKLYN19091 | Supportive Housing Loan Program (SHLP) | FHI | New Construction | 103 | 2025-06-25 |  | Confirmed |  |  | #N/A
| Daniel Nielsen, dnielsen@dagherengineering.com | 68758 | Not On My Watch 19-19 Cornaga Avenue | 19-19 Cornaga Ave. | 4155640040 | Supportive Housing Loan Program (SHLP) | N/A | New Construction | 92 | 2025-12-24 | This already closed |  |  |  | #N/A
| David Kriegel, dk@grankriegel.com | 69022 | 1546 East New York Ave | 1546 East New York Ave | 34891 | Supportive Housing Loan Program (SHLP) | FHI | New Construction | 95 | 2025-05-25 |  | Yes |  |  | #N/A
| Daniel Nielsen, dnielsen@dagherengineering.com | 73014 | The Beacon | 421 East 120th Street | 1018080008 | Extremely Low & Low-Income Affordability (ELLA) | N/A | Adaptive Reuse and Addition | 281 | 2025-12-25 |  | CONFIRMED |  |  | #N/A
| Daniel Nielsen, dnielsen@dagherengineering.com | 75039 | Archer Tower Phase 2 | 163-25 Archer Avenue, Jamaica, 11433 | 4-110151-0065 | Voluntary Inclusionary Housing (VIH) |  | New Construction | 0 | 2025-06-25 |  | Confirmed |  |  | #N/A
| Daniel Nielsen, dnielsen@dagherengineering.com | 73014 | The Beacon | 413 East 120th Street | 1018080008 | Extremely Low & Low-Income Affordability (ELLA) | N/A | New Construction | 282 | 2025-12-25 |  |  |  |  | #N/A
| Sam Douglas, sdouglas@handelarchitects.com | 75525 | Ridge Street Senior Apartments | 145 Broome Street | 134162 | Senior Affordable Rental Apartments (SARA) | FHI | New Construction | 191 | 2025-06-25 |  | CONFIRMED |  |  | #N/A
| Jose Taveras, taverasj@hpd.nyc.gov | 73354 | 1139 Webster Ave | 1139 Webster Ave | 2242621 | Supportive Housing Loan Program (SHLP) | N/A | New Construction | 72 | 2025-03-25 |  | Confirmed |  |  | #N/A
hopefully fall | Dominic Colangelo, DColangelo@mutualhousingny.org | 70387 | MHANY Bronx Cluster HDFC | 416 E 138th Street | 2822128 | Homeless Housing Strategic Initiatives (HHSI) | electrification pilot | Sub/Gut Rehab | 20 | July, 2025 | MHANY Bronx Cluster is a project in NSYERDA’s electrification pilot program that has received all DOB and BLDS approvals for VRF systems designed with the old refrigerant. It would not be fiscally feasible for the project to redesign with equipment for the new refrigerant. Please see MHANY’s variance application attached. | Yes | Y |  | #N/A
| Zulekha Inayat, zinayat@brpcompanies.com | 64898 | LA CENTRAL/BRONXCHESTER, BUILDINGS C & E | 625 Brook Ave, Bronx. NY | 2023610026 | Extremely Low & Low-Income Affordability (ELLA) | N/A | New Construction | 166 | 2025-04-25 |  | Yes |  |  | #N/A
| Jennifer Yang, jyang@maparchitects.com | 68224 | Livonia C2 | 372 Livonia Avenue | BK-3812-19 | Supportive Housing Loan Program (SHLP) | FHI | New Construction | 82 | 2025-12-24 | Project Closed on 12/20/2024 Construction permit pulled: 2/6/2025 |  |  |  | #N/A
| Simeon Maleh, smaleh@gothamorg.com | 73566 | Innovative Urban Village (IUV) Phase 1B | 35 Inspiration Lane (aka 12074 Flatlands Ave), Brooklyn, NY 11236 Segment 3 | (Brooklyn, 04434,01) | Extremely Low & Low-Income Affordability (ELLA) | N/A | New Construction | 453 | 2025-03-25 | Accompanying the variance form is a cover letter from Mike Maybaum, our engineer of record from Cosentini, outlining mechanical system design and key dates. Note that we have already received our mechanical permit and will commence construction immediately following financing. We intend to proceed with the as designed R410-A system but given the timing of the new regulations it makes sense that the IUV Phase 1B project receive a variance that could provide relief from any potential negative regulatory impacts. | Yes |  |  | #N/A
| Jeff Fox, jfox@foxymanagement.com | 71840 | Foxy. 70-35 113th Street. Parkway Hospital | 70-35 113th Street, Flushing | 2248228 | Senior Affordable Rental Apartments (SARA) | N/A | Sub/Gut Rehab | 145 | 2025-03-25 | We anticipate closing on HPD funding in the coming weeks (before the end of the 1st quarter) and it would be virtually impossible to redesign the project and get accurate pricing and availability of the to-be-phased-in equipment | Confirmed |  |  | #N/A
| Sandy Calderone, scalderone@ndarchitects.com | 72943 | UPS-1806 Anthony AVE | 1806 Anthony Ave, Bronx NY 10457 | Bronx289208 | Supportive Housing Loan Program (SHLP) | N/A | New Construction | 111 | 2025-06-25 | Our HPD project is expected to close before Q4 2025. We believe our project should be eligible for a variance. The mechanical engineer worked with the HVAC consultant to fill out the spreadsheet. | yes |  |  | #N/A
| Jesse Schwartz, jesse.schwartz@doe.org | 70058 | Doe Fund.1220 Spofford Avenue | 1220 Spofford Avenue Bronx, NY, 10474 | 22765138 | Supportive Housing Loan Program (SHLP) | FHI | New Construction | 86 | 2025-12-25 | We just learned about this requirement two days ago. Since we're working with SHLP on closing this calendar year, we will be seeking a waiver | Yes |  |  | #N/A
| Jiae Azad, jazad@rosecompanies.com | 74359 | Gowanus Green A | 8 5th Street, Brooklyn, NY, 11231 | 34711 | Multifamily Rental: Mixed Income (Mix & Match) | FHI | New Construction | 190 | 2025-12-25 |  | YES |  |  | #N/A
| Anna Boyadjian, AABoyadjian@pmarchitecture.com | 65412 | New Penn Development | 306 Pennsylvania Ave |  | NCP | FHI | New Construction | 73 | 46015 |  |  |  |  | #N/A
2262
Note on C3: [Threaded comment] Your version of Excel allows you to read this threaded comment; however, any edits to it will get removed if the file is opened in a newer version of Excel. Learn more: https://go.microsoft.com/fwlink/?linkid=870924 Comment: This is used to match the info in the tracker table
Note on J20: [Threaded comment] Your version of Excel allows you to read this threaded comment; however, any edits to it will get removed if the file is opened in a newer version of Excel. Learn more: https://go.microsoft.com/fwlink/?linkid=870924 Comment: The Beacon doesn’t have 10000 units. Looks like 281 from this article last week. I adjusted. Harlem Affordable Housing Proposal Adds Units, Decreases Affordability ¦ Harlem, NY Patch
Note on J30: [Threaded comment] Your version of Excel allows you to read this threaded comment; however, any edits to it will get removed if the file is opened in a newer version of Excel. Learn more: https://go.microsoft.com/fwlink/?linkid=870924 Comment: How many dwelling units are in UPS-1806 Anthony Ave? Reply: 111 units per this YIMBY from 18 months ago Permits Filed for 1806 Anthony Avenue in Tremont, The Bronx - New York YIMBY
Note on J33: [Threaded comment] Your version of Excel allows you to read this threaded comment; however, any edits to it will get removed if the file is opened in a newer version of Excel. Learn more: https://go.microsoft.com/fwlink/?linkid=870924 Comment: Changed from 100 to 73 to align with FHI project tracker.

## Pivot GHG-Filtered Final (hidden)
|  | Refrigerant |  | r410a | r32 | r410a | Mitigated minus Compliant |  |  |  |  | Serves | (All)
Reason Code from HPD | (Multiple Items) | [10 empty] | Reason Code from HPD | (Multiple Items)
SUMMARY TABLES: HPD BLANKET VARIANCE GHG IMPACT SUMMARIES
GHG Impact Summary by Project | Dwelling Units in Project | Heat Pumps In Project | Total Cooling Tons | Sum of lbs of refrigerant | Sum of 1 BAU- GHG Tons CO2e | Sum of 2 Compliant- Tons CO2e | Sum of 3 Mitigated- Tons CO2e | GHG impact Tons CO2e (delta) | Car Year Equivalents | Tons CO2e Mitigated / Dwelling | Cooling tons/ Dwelling QC | GHG Impact Summary by System Type | Sum of HPs | Sum of lbs of refrigerant | Sum of Net GHG impact Tons CO2e | ~lbs/ ton
1139 Webster Ave | 72 | 20 | 187 | 1142 | 5354.4111 | 3054.8211 | 2681.0061 | -373.815 | -624.6744 | -37.2362 |  | Commercial VRF Heat Recovery >5 tons | 54 | 2219 | -737.8175 | -3.0075
1546 East New York Ave | 95 | 17 | 125 | 643 | 2684.7532 | 1531.7182 | 1385.7706 | -145.9475 | -322.8846 | -14.5871 | 1.3158 | Commercial VRF heatpump >5 tons | 294 | 13318 | -4428.235 | -3.0075
272 East 7th Street.GHPP.FY25 | 21 | 4 | 28 | 158 | 744.9779 | 425.0279 | 372.4929 | -52.535 | -86.7908 | -17.7378 | 1.3333 | Multi-Split VRF >3 IDUs | 21 | 574 | -114.513 | -5.0125
43-12 50th Street | 55 | 12 | 134 | 475 | 2217.0167 | 1264.8617 | 1111.3493 | -153.5125 | -258.9444 | -20.2064 |  | Multi-Split w/ 2 or less IDUs | 7 | 108 | 43.74 | 2.4691
540 DeGraw Street | 255 | 15 | 68 | 1005 | 1671.9893 | 953.9243 | 1219.3492 | 265.425 | -284.1084 | -4.7818 |  | Broadway Triangle Site A | 1 | 30 | 12.15 | 2.4691
Acacia - Green Hope | 34 | 5 | 30 | 183 | 862.8542 | 492.2792 | 431.4317 | -60.8475 | -100.5236 | -12.6892 |  | Highbridge | 3 | 27 | 10.935 | 2.4691
Broadway Triangle Site A | 78 | 23 | 269 | 915 | 4050.2308 | 2310.7557 | 2039.2833 | -271.4725 | -475.153 | -26.1447 |  | Innovative Urban Village (IUV) Phase 1B | 2 | 32 | 12.96 | 2.4691
BRONX FAMILY HOUSING | 67 | 13 | 156 | 620 | 2923.331 | 1667.831 | 1461.681 | -206.15 | -340.5717 | -21.8161 | 2.3284 | LA CENTRAL/BRONXCHESTER, BUILDINGS C & E | 1 | 19 | 7.695 | 2.4691
BX_3522_Vertical-Omnibuild. 1810 Randall Ave | 180 | 4 | 27 | 218 | 905.2909 | 516.4909 | 460.6664 | -55.8245 | -107.3353 | -2.5593 | 0.15 | Split 1:1 | 24 | 241 | 97.605 | 2.4691
Foxy. 70-35 113th Street. Parkway Hospital | 145 | 13 | 156 | 875 | 4125.6687 | 2353.7938 | 2062.8563 | -290.9375 | -480.6455 | -14.2266 | 1.0759 | 1139 Webster Ave | 1 | 8 | 3.24 | 2.4691
ICL. 161 Emerson Place | 103 | 16 | 172 | 652 | 3002.5446 | 1713.0246 | 1510.2471 | -202.7775 | -351.8876 | -14.6626 | 1.6699 | 1546 East New York Ave | 4 | 92 | 37.26 | 2.4691
Innovative Urban Village (IUV) Phase 1B | 453 | 106 | 764 | 3369 | 15764.2995 | 8993.9145 | 7897.322 | -1096.5925 | -1840.076 | -17.4334 | 1.6865 | 1760 Jerome Avenue | 2 | 6 | 2.43 | 2.4691
LA CENTRAL/BRONXCHESTER, BUILDINGS C & E | 166 | 67 | 626 | 3292 | 14586.4886 | 8321.9486 | 7315.4871 | -1006.4615 | -1704.5085 | -44.0692 | 3.7711 | 43-12 50th Street | 1 | 6 | 2.43 | 2.4691
Ocean Crest | 89 | 9 | 29 | 179 | 168.8059 | 96.3109 | 168.8059 | 72.495 | -39.3318 | -1.8967 | 0.32584 | EMR | 1 | 6 | 2.43 | 2.4691
Ridge Street Senior Apartments | 191 | 9 | 41 | 193 | 745.9227 | 425.5677 | 388.9972 | -36.5705 | -90.6363 | -2.0366 | 0.21466 | Highbridge | 3 | 27 | 10.935 | 2.4691
Saint Francis Portfolio.GHPP.FY23 | 85 | 26 | 122 | 1829 | 7190.4665 | 4102.3414 | 3621.683 | -480.6585 | -843.8521 | -42.608 | 1.4353 | ICL. 161 Emerson Place | 2 | 19 | 7.695 | 2.4691
UPS-1806 Anhony AVE | 111 | 10 | 108 | 369 | 1649.3254 | 940.9805 | 824.672 | -116.3085 | -192.1486 | -7.4295 | 0.97297 | LA CENTRAL/BRONXCHESTER, BUILDINGS C & E | 4 | 28 | 11.34 | 2.4691
WSFSSH - Three Arts Club | 62 | 5 | 30 | 145 | 604.4702 | 344.8652 | 312.1403 | -32.725 | -72.7287 | -5.0345 | 0.48387 | Ridge Street Senior Apartments | 4 | 34 | 13.77 | 2.4691
Grand Total | 147.5053 | 374 | 3072 | 16262 | 69252.8471 | 39510.4571 | 35265.2411 | -4245.216 | -8216.8012 | -239.0778 | 20.8264 | WSFSSH - Three Arts Club | 3 | 21 | 8.505 | 2.4691
Notes: some projects noted above consist of multiple buildings | [10 empty] | #DIV/0! | Grand Total | 400 | 16460 | -5139.2205 | -3.2028
Projects highlighted in green are rehab projects | [10 empty] | #DIV/0! |  |  |  |  | #DIV/0!
#DIV/0!
[11 empty] | #DIV/0! |  |  |  |  | #DIV/0!
[11 empty] | #DIV/0! |  |  |  |  | #DIV/0!
#DIV/0!
[9 empty] | 0 |  | #DIV/0! |  |  |  |  | #DIV/0!
[11 empty] | #DIV/0! |  |  |  |  | #DIV/0!
[11 empty] | #DIV/0! |  |  |  |  | #DIV/0!
#DIV/0!
[12 empty] | LEAK IMPACT VS ONSITE ENERGY USE IMPACT |  |  |  | #DIV/0!
[12 empty] | Total Lifetime emissions from Mitigated Scenario: |  | 60775 | mt GHGe | #VALUE!
[12 empty] | Total Dwelling Unit in this Workbook, Source Tab |  | 13612 | units | #VALUE!
[12 empty] | Total Lifetime/ DU average - in this Workbook |  | 20 | mt GHGe/ DU | #VALUE!
[12 empty] | New Construction compared to gas | 1 yr | 1 | mt GHGe/ DU
[13 empty] | 20 yr | 20 | mt GHGe/ DU
[12 empty] | Rehab compared to gas (heat only) | 1 yr | 2 | mt GHGe/ DU
[13 empty] | 20 yr | 40 | mt GHGe/ DU
[12 empty] | Rehab compared to oil (heat only) | 1 yr | 4 | mt GHGe/ DU
[13 empty] | 20 yr | 80 | mt GHGe/ DU
Aggregate refrigerant lbs of systems with >50lbs of refrigerant for 494-2 compliance
System >50lbs: Requirements apply | Yes
Reason Code from HPD | (Multiple Items)
GHG Impact Summary by System Type | Sum of HPs | Sum of lbs of refrigerant | Sum of Total Tons (*qty) | Sum of Ref Lbs/Ton QC
1139 Webster Ave | 18 | 1104 | 179 | 6.1676
1546 East New York Ave | 2 | 160 | 22 | 7.2727
43-12 50th Street | 1 | 83 | 18 | 4.6111
Broadway Triangle Site A | 11 | 560 | 170 | 3.2941
BRONX FAMILY HOUSING | 3 | 194 | 52 | 3.7308
Foxy. 70-35 113th Street. Parkway Hospital | 13 | 875 | 156 | 5.609
Highbridge | 25 | 1601 | 322 | 4.972
ICL. 161 Emerson Place | 5 | 279 | 76 | 3.6711
LA CENTRAL/BRONXCHESTER, BUILDINGS C & E | 28 | 1929 | 365 | 5.2849
Ridge Street Senior Apartments | 1 | 50 | 8 | 6.25
UPS-1806 Anhony AVE | 4 | 290 | 82 | 3.5366
WSFSSH - Three Arts Club | 1 | 84 | 15 | 5.6
Grand Total | 112 | 7209 | 1465 | 4.9208
Note on M5: [Threaded comment] Your version of Excel allows you to read this threaded comment; however, any edits to it will get removed if the file is opened in a newer version of Excel. Learn more: https://go.microsoft.com/fwlink/?linkid=870924 Comment: This is a QC check. If the cooling tons per dwelling unit is lower than 1 or higher than 3.5, there is probably a data issue with the heat pump list/tracker. Recommend outreach to the project team. Reply: Disregard for the subtotal rows.

## Pivot GHG (hidden)
|  | Refrigerant |  | r410a | r32 | r410a | Mitigated minus Compliant |  |  |  |  | Serves | (All)
[12 empty] | Reason Code from HPD | (Multiple Items)
SUMMARY TABLES: HPD BLANKET VARIANCE GHG IMPACT SUMMARIES
GHG Impact Summary by Project | Dwelling Units | Heat Pump Qty | Total Cooling Tons | Sum of lbs of refrigerant | Sum of 1 BAU- GHG Tons CO2e | Sum of 2 Compliant- Tons CO2e | Sum of 3 Mitigated- Tons CO2e | GHG impact Tons CO2e (delta) | Car Equivalents | Tons CO2e Mitigated / Dwelling | Cooling tons/ Dwelling QC | GHG Impact Summary by System Type | Sum of HPs | Sum of lbs of refrigerant | Sum of Net GHG impact Tons CO2e | ~lbs/ ton
Already closed on financing/ already received permits | 295.4528 | 83 | 729 | 3613 | 16762.0056 | 9563.1307 | 8409.3831 | -1153.7475 | 1959.3863 | 28.4627 |  | Commercial VRF Heat Recovery >5 tons | 54 | 2219 | -737.8175 | -3.0075
1760 Jerome Avenue | 175 | 34 | 232 | 1271 | 5970.1965 | 3406.1416 | 2987.9591 | -418.1825 | 696.1945 | 17.0741 | 1.3257 | Commercial VRF heatpump >5 tons | 294 | 13318 | -4428.235 | -3.0075
Highbridge | 316 | 48 | 492 | 2331 | 10739.9435 | 6127.3985 | 5395.4911 | -731.9075 | 1257.1494 | 17.0743 | 1.557 | Multi-Split VRF >3 IDUs | 21 | 574 | -114.513 | -5.0125
New Penn Development | 73 | 1 | 5 | 11 | 51.8656 | 29.5906 | 25.933 | -3.6575 | 6.0424 | 0.35525 |  | Multi-Split w/ 2 or less IDUs | 7 | 108 | 43.74 | 2.4691
Multisplit, redesign may be possible | 183.5926 | 28 | 124 | 1402 | 2746.0861 | 1566.7261 | 1848.8216 | 282.0955 | 430.7754 | 10.0702 |  | Broadway Triangle Site A | 1 | 30 | 12.15 | 2.4691
540 DeGraw Street | 255 | 15 | 68 | 1005 | 1671.9893 | 953.9243 | 1219.3492 | 265.425 | 284.1084 | 4.7818 |  | Highbridge | 3 | 27 | 10.935 | 2.4691
BX_3522_Vertical-Omnibuild. 1810 Randall Ave | 180 | 4 | 27 | 218 | 905.2909 | 516.4909 | 460.6664 | -55.8245 | 107.3353 | 2.5593 |  | Innovative Urban Village (IUV) Phase 1B | 2 | 32 | 12.96 | 2.4691
Ocean Crest | 89 | 9 | 29 | 179 | 168.8059 | 96.3109 | 168.8059 | 72.495 | 39.3318 | 1.8967 | 0.32584 | LA CENTRAL/BRONXCHESTER, BUILDINGS C & E | 1 | 19 | 7.695 | 2.4691
Not eligible for variance - closing after Q3 | 177.5783 | 129 | 1046 | 3792 | 16687.5176 | 9520.6376 | 8408.9206 | -1111.717 | 1959.2785 | 47.3533 | 5.8904 | Split 1:1 | 24 | 241 | 97.605 | 2.4691
1727 Amsterdam Ave (aka Hill Top Apartments) | 200 | 27 | 254 | 569 | 2614.9675 | 1491.9025 | 1315.985 | -175.9175 | 306.6245 | 6.5799 | 1.27 | 1139 Webster Ave | 1 | 8 | 3.24 | 2.4691
Doe Fund.1220 Spofford Avenue | 86 | 10 | 131 | 420 | 1916.197 | 1093.237 | 966.1245 | -127.1125 | 225.107 | 11.234 | 1.5233 | 1546 East New York Ave | 4 | 92 | 37.26 | 2.4691
Gowanus Green A | 190 | 9 | 69 | 303 | 1274.0082 | 726.8531 | 656.3432 | -70.51 | 152.928 | 3.4544 | 0.36316 | 1760 Jerome Avenue | 2 | 6 | 2.43 | 2.4691
Livonia C2 | 82 | 10 | 138 | 488 | 2282.0844 | 1301.9844 | 1143.4119 | -158.5725 | 266.415 | 13.944 | 1.6829 | 43-12 50th Street | 1 | 6 | 2.43 | 2.4691
MHANY Bronx Cluster HDFC | 20 | 21 | 90 | 312 | 882.6636 | 503.5836 | 441.3396 | -62.244 | 102.8321 | 22.067 | 4.5 | EMR | 1 | 6 | 2.43 | 2.4691
Not On My Watch 19-19 Cornaga Avenue | 92 | 11 | 82 | 391 | 1809.6365 | 1032.4416 | 909.0716 | -123.37 | 211.8137 | 9.8812 | 0.8913 | Highbridge | 3 | 27 | 10.935 | 2.4691
The Beacon | 281 | 41 | 282 | 1309 | 5907.9604 | 3370.6354 | 2976.645 | -393.9905 | 693.5583 | 10.593 | 1.0036 | ICL. 161 Emerson Place | 2 | 19 | 7.695 | 2.4691
Not eligible for variance - not HPD subsidized | 0 | 94 | 918 | 3744 | 17539.9872 | 10006.9872 | 8784.2322 | -1222.755 | 2046.7261 | #DIV/0! | #DIV/0! | LA CENTRAL/BRONXCHESTER, BUILDINGS C & E | 4 | 28 | 11.34 | 2.4691
Archer Tower Phase 2 | 0 | 94 | 918 | 3744 | 17539.9872 | 10006.9872 | 8784.2322 | -1222.755 | 2046.7261 | #DIV/0! | #DIV/0! | Ridge Street Senior Apartments | 4 | 34 | 13.77 | 2.4691
Replacement equipment not available within timeline/ redesign impossible | 141.4534 | 346 | 2948 | 14860 | 66506.761 | 37943.731 | 33416.4195 | -4527.3115 | 7786.0257 | 236.2362 | 20.8408 | WSFSSH - Three Arts Club | 3 | 21 | 8.505 | 2.4691
1139 Webster Ave | 72 | 20 | 187 | 1142 | 5354.4111 | 3054.8211 | 2681.0061 | -373.815 |  |  | 2.5972 | Grand Total | 400 | 16460 | -5139.2205 | -3.2028
1546 East New York Ave | 95 | 17 | 125 | 643 | 2684.7532 | 1531.7182 | 1385.7706 | -145.9475 |  |  | 1.3158 |  |  |  |  | #DIV/0!
272 East 7th Street.GHPP.FY25 | 21 | 4 | 28 | 158 | 744.9779 | 425.0279 | 372.4929 | -52.535 | [7 empty] | #DIV/0!
43-12 50th Street | 55 | 12 | 134 | 475 | 2217.0167 | 1264.8617 | 1111.3493 | -153.5125 |  |  | 2.4364 |  |  |  |  | #DIV/0!
Acacia - Green Hope | 34 | 5 | 30 | 183 | 862.8542 | 492.2792 | 431.4317 | -60.8475 |  |  | 0.88235 |  |  |  |  | #DIV/0!
Broadway Triangle Site A | 78 | 23 | 269 | 915 | 4050.2308 | 2310.7557 | 2039.2833 | -271.4725 | [7 empty] | #DIV/0!
BRONX FAMILY HOUSING | 67 | 13 | 156 | 620 | 2923.331 | 1667.831 | 1461.681 | -206.15 | 340.5717 |  | 2.3284 |  |  |  |  | #DIV/0!
Foxy. 70-35 113th Street. Parkway Hospital | 145 | 13 | 156 | 875 | 4125.6687 | 2353.7938 | 2062.8563 | -290.9375 |  |  | 1.0759 |  |  |  |  | #DIV/0!
ICL. 161 Emerson Place | 103 | 16 | 172 | 652 | 3002.5446 | 1713.0246 | 1510.2471 | -202.7775 |  |  | 1.6699 |  |  |  |  | #DIV/0!
Innovative Urban Village (IUV) Phase 1B | 453 | 106 | 764 | 3369 | 15764.2995 | 8993.9144 | 7897.322 | -1096.5925 | [7 empty] | #DIV/0!
LA CENTRAL/BRONXCHESTER, BUILDINGS C & E | 166 | 67 | 626 | 3292 | 14586.4886 | 8321.9486 | 7315.4871 | -1006.4615 |  |  |  | LEAK IMPACT VS ONSITE ENERGY USE IMPACT |  |  |  | #DIV/0!
Ridge Street Senior Apartments | 191 | 9 | 41 | 193 | 745.9227 | 425.5676 | 388.9972 | -36.5705 |  |  |  | Total Lifetime emissions from Mitigated Scenario: |  | 60775 | mt GHGe | #VALUE!
Saint Francis Portfolio.GHPP.FY23 | 85 | 26 | 122 | 1829 | 7190.4665 | 4102.3414 | 3621.683 | -480.6585 |  |  |  | Total Dwelling Unit in this Workbook, Source Tab |  | 13612 | units | #VALUE!
UPS-1806 Anhony AVE | 111 | 10 | 108 | 369 | 1649.3255 | 940.9805 | 824.672 | -116.3085 |  |  |  | Total Lifetime/ DU average - in this Workbook |  | 20 | mt GHGe/ DU | #VALUE!
WSFSSH - Three Arts Club | 62 | 5 | 30 | 145 | 604.4702 | 344.8652 | 312.1403 | -32.725
Grand Total | 166.5587 | 680 | 5765 | 27411 | 120242.3576 | 68601.2126 | 60867.7771 | -7733.4355 |  |  |  | New Construction compared to gas | 1 yr | 1 | mt GHGe/ DU
[13 empty] | 20 yr | 20 | mt GHGe/ DU
[12 empty] | Rehab compared to gas (heat only) | 1 yr | 2 | mt GHGe/ DU
[13 empty] | 20 yr | 40 | mt GHGe/ DU
[12 empty] | Rehab compared to oil (heat only) | 1 yr | 4 | mt GHGe/ DU
[13 empty] | 20 yr | 80 | mt GHGe/ DU
Aggregate refrigerant lbs of systems with >50lbs of refrigerant for 494-2 compliance
System >50lbs: Requirements apply | Yes
Reason Code from HPD | (Multiple Items)
GHG Impact Summary by System Type | Sum of HPs | Sum of lbs of refrigerant | Sum of Total Tons (*qty) | Sum of Ref Lbs/Ton QC
1139 Webster Ave | 18 | 1104 | 179 | 6.1676
1546 East New York Ave | 2 | 160 | 22 | 7.2727
43-12 50th Street | 1 | 83 | 18 | 4.6111
Broadway Triangle Site A | 11 | 560 | 170 | 3.2941
BRONX FAMILY HOUSING | 3 | 194 | 52 | 3.7308
Foxy. 70-35 113th Street. Parkway Hospital | 13 | 875 | 156 | 5.609
Highbridge | 25 | 1601 | 322 | 4.972
ICL. 161 Emerson Place | 5 | 279 | 76 | 3.6711
LA CENTRAL/BRONXCHESTER, BUILDINGS C & E | 28 | 1929 | 365 | 5.2849
Ridge Street Senior Apartments | 1 | 50 | 8 | 6.25
UPS-1806 Anhony AVE | 4 | 290 | 82 | 3.5366
WSFSSH - Three Arts Club | 1 | 84 | 15 | 5.6
Grand Total | 112 | 7209 | 1465 | 4.9208
Note on M5: [Threaded comment] Your version of Excel allows you to read this threaded comment; however, any edits to it will get removed if the file is opened in a newer version of Excel. Learn more: https://go.microsoft.com/fwlink/?linkid=870924 Comment: This is a QC check. If the cooling tons per dwelling unit is lower than 1 or higher than 3.5, there is probably a data issue with the heat pump list/tracker. Recommend outreach to the project team. Reply: Disregard for the subtotal rows.

## Heat Pump List
| This Blue Project info is now in the Project Source Tab | [11 empty] | Instructions: Fill in all light blue cells | [13 empty] | subtotals |  | 38 |  | #N/A | #N/A | #N/A | #N/A | #N/A | #N/A | #N/A
| HPD Project Information: Enter each project and (for multi-bldg projects), each building as a separate entry | [11 empty] | HPD Project |  |  |  | Heat Pump Basis of Design: Each Type must be entered separately | [12 empty] | GHG Emission Case 1 BAU |  |  | 2 Compliant | 3 Mitigated
ID | Contact | HPD 5-digit Project ID | HPD Project Name (please use official HPD name) | Project Address (each building must be entered separately) | BBL (do not include spaces or dashes) | HPD Primary Program | Elec. Program: (Pilot/ REDi/ FHI) | Project Type | Number of Dwelling Units | Est. Closing Date (MM/YYY) - | Confirm Project will include HPD's Mandatory Technical and Refrigerant Leak Requirements into drawings. | ID | HPD Project | HPD ID | Dwellings | Building Address or BBL | Equipment Tag(s) | Qty of identical systems | Serves | Manufacturer | Model # | Type | Tons | Total Tons (*qty) | R410a Lbs per heat pump system (equip + field charge) | Total refrigerant piping ft | Total estimated # of refrigerant connections | System >50lbs: Requirements apply | lbs of refrigerant | 1 BAU- Annual Leakage Rate (per part 494-1.3) | 1 BAU- Annual Leakage lbs | 1 BAU- GHG Tons CO2e | 2 Compliant- Tons CO2e | 3 Mitigated- Annual Leagage Rate if following HPD's Technical Requirements* | 3 Mitigated- Annual Leakage lbs | 3 Mitigated- Tons CO2e | Net GHG impact Tons CO2e | Car equivalents, using 233/ 1000 mt | Explanation
1 | John Woelfling, jwoelfling@dattner.com | 69041 | Acacia - Green Hope | 418 East 119th St NY, NY 10035 | 121208479 | Supportive Housing Loan Program (SHLP) | N/A | Sub/Gut Rehab | 34 | 2025-06-25 | Y | 1 | Example Project | 69041 | 34 |  | ACCU-1 | 1 | Ammenity/ BoH | Daikin | REYQ72XATJA | Commercial VRF Heat Recovery >5 tons | 6 | 6 | 38 | 220 | 12 | No | 38 | 10% | 3.8 | 179.1719 | 102.2219 | 5% | 1.9 | 89.5869 | -12.635 | -2.944
2 | [23 empty] | 0 |  |  |  | No | 0 | #N/A | #N/A | #N/A | #N/A | #N/A | #N/A | #N/A | #N/A | #N/A
3 | [23 empty] | 0 |  |  |  | No | 0 | #N/A | #N/A | #N/A | #N/A | #N/A | #N/A | #N/A | #N/A | #N/A
4 | [23 empty] | 0 |  |  |  | No | 0 | #N/A | #N/A | #N/A | #N/A | #N/A | #N/A | #N/A | #N/A | #N/A
5 | [23 empty] | 0 |  |  |  | No | 0 | #N/A | #N/A | #N/A | #N/A | #N/A | #N/A | #N/A | #N/A | #N/A
6 | Matthew Ladd, mladd@stnicksalliance.org | 65423 | Broadway Triangle Site A | 31 Bartlett Street, | Brooklyn, 2269, 52 | Extremely Low & Low-Income Affordability (ELLA) | FHI | New Construction | 29 | 2025-06-25 | Yes | [12 empty] | 0 |  |  |  | No | 0 | #N/A | #N/A | #N/A | #N/A | #N/A | #N/A | #N/A | #N/A | #N/A
7 | [23 empty] | 0 |  |  |  | No | 0 | #N/A | #N/A | #N/A | #N/A | #N/A | #N/A | #N/A | #N/A | #N/A
8 | [23 empty] | 0 |  |  |  | No | 0 | #N/A | #N/A | #N/A | #N/A | #N/A | #N/A | #N/A | #N/A | #N/A
9 | [23 empty] | 0 |  |  |  | No | 0 | #N/A | #N/A | #N/A | #N/A | #N/A | #N/A | #N/A | #N/A | #N/A
10 | [23 empty] | 0 |  |  |  | No | 0 | #N/A | #N/A | #N/A | #N/A | #N/A | #N/A | #N/A | #N/A | #N/A
11 | [23 empty] | 0 |  |  |  | No | 0 | #N/A | #N/A | #N/A | #N/A | #N/A | #N/A | #N/A | #N/A | #N/A
12 | [23 empty] | 0 |  |  |  | No | 0 | #N/A | #N/A | #N/A | #N/A | #N/A | #N/A | #N/A | #N/A | #N/A
13 | [23 empty] | 0 |  |  |  | No | 0 | #N/A | #N/A | #N/A | #N/A | #N/A | #N/A | #N/A | #N/A | #N/A
14 | [23 empty] | 0 |  |  |  | No | 0 | #N/A | #N/A | #N/A | #N/A | #N/A | #N/A | #N/A | #N/A | #N/A
15 | [23 empty] | 0 |  |  |  | No | 0 | #N/A | #N/A | #N/A | #N/A | #N/A | #N/A | #N/A | #N/A | #N/A
16 | [23 empty] | 0 |  |  |  | No | 0 | #N/A | #N/A | #N/A | #N/A | #N/A | #N/A | #N/A | #N/A | #N/A
17 | Alen Moghaddam, amoghaddam@uai-ny.com | 75813 | Ocean Crest | 726 Bay 32nd Street, Far Rockaway, Queens, NY 11691 | 41574407 | Senior Affordable Rental Apartments (SARA) | N/A | New Construction | 89 | 2025-06-25 | Yes | [12 empty] | 0 |  |  |  | No | 0 | #N/A | #N/A | #N/A | #N/A | #N/A | #N/A | #N/A | #N/A | #N/A
18 | [23 empty] | 0 |  |  |  | No | 0 | #N/A | #N/A | #N/A | #N/A | #N/A | #N/A | #N/A | #N/A | #N/A
19 | [23 empty] | 0 |  |  |  | No | 0 | #N/A | #N/A | #N/A | #N/A | #N/A | #N/A | #N/A | #N/A | #N/A
20 | [23 empty] | 0 |  |  |  | No | 0 | #N/A | #N/A | #N/A | #N/A | #N/A | #N/A | #N/A | #N/A | #N/A
21 | [23 empty] | 0 |  |  |  | No | 0 | #N/A | #N/A | #N/A | #N/A | #N/A | #N/A | #N/A | #N/A | #N/A
22 | [23 empty] | 0 |  |  |  | No | 0 | #N/A | #N/A | #N/A | #N/A | #N/A | #N/A | #N/A | #N/A | #N/A
23 | [23 empty] | 0 |  |  |  | No | 0 | #N/A | #N/A | #N/A | #N/A | #N/A | #N/A | #N/A | #N/A | #N/A
24 | [23 empty] | 0 |  |  |  | No | 0 | #N/A | #N/A | #N/A | #N/A | #N/A | #N/A | #N/A | #N/A | #N/A
25 | Mindy Shields, mshields@handelarchitects.com | BK_426 | 540 DeGraw Street | 540 DeGraw Street | 34261 | Mandatory Inclusionary housing (MIH) | N/A | New Construction | 255 | BLDS approved 3/31/22 | yes | [12 empty] | 0 |  |  |  | No | 0 | #N/A | #N/A | #N/A | #N/A | #N/A | #N/A | #N/A | #N/A | #N/A
26 | [23 empty] | 0 |  |  |  | No | 0 | #N/A | #N/A | #N/A | #N/A | #N/A | #N/A | #N/A | #N/A | #N/A
27 | [23 empty] | 0 |  |  |  | No | 0 | #N/A | #N/A | #N/A | #N/A | #N/A | #N/A | #N/A | #N/A | #N/A
28 | [23 empty] | 0 |  |  |  | No | 0 | #N/A | #N/A | #N/A | #N/A | #N/A | #N/A | #N/A | #N/A | #N/A
29 | [23 empty] | 0 |  |  |  | No | 0 | #N/A | #N/A | #N/A | #N/A | #N/A | #N/A | #N/A | #N/A | #N/A
30 | [23 empty] | 0 |  |  |  | No | 0 | #N/A | #N/A | #N/A | #N/A | #N/A | #N/A | #N/A | #N/A | #N/A
31 | [23 empty] | 0 |  |  |  | No | 0 | #N/A | #N/A | #N/A | #N/A | #N/A | #N/A | #N/A | #N/A | #N/A
32 | [23 empty] | 0 |  |  |  | No | 0 | #N/A | #N/A | #N/A | #N/A | #N/A | #N/A | #N/A | #N/A | #N/A
33 | [23 empty] | 0 |  |  |  | No | 0 | #N/A | #N/A | #N/A | #N/A | #N/A | #N/A | #N/A | #N/A | #N/A
34 | [23 empty] | 0 |  |  |  | No | 0 | #N/A | #N/A | #N/A | #N/A | #N/A | #N/A | #N/A | #N/A | #N/A
35 | [23 empty] | 0 |  |  |  | No | 0 | #N/A | #N/A | #N/A | #N/A | #N/A | #N/A | #N/A | #N/A | #N/A
61 | Jon Meyer, meyerj@ocvarch.com | MN_880 | Saint Francis Portfolio.GHPP.FY23 | 121-125 East 24th Street | 1008800016 | Green Housing Preservation | N/A | Mod Rehab | 85 | 2025-06-23 | Confirmed | [12 empty] | 0 |  |  |  | No | 0 | #N/A | #N/A | #N/A | #N/A | #N/A | #N/A | #N/A | #N/A | #N/A
62 | [23 empty] | 0 |  |  |  | No | 0 | #N/A | #N/A | #N/A | #N/A | #N/A | #N/A | #N/A | #N/A | #N/A
63 | [23 empty] | 0 |  |  |  | No | 0 | #N/A | #N/A | #N/A | #N/A | #N/A | #N/A | #N/A | #N/A | #N/A
64 | [23 empty] | 0 |  |  |  | No | 0 | #N/A | #N/A | #N/A | #N/A | #N/A | #N/A | #N/A | #N/A | #N/A
65 | [23 empty] | 0 |  |  |  | No | 0 | #N/A | #N/A | #N/A | #N/A | #N/A | #N/A | #N/A | #N/A | #N/A
66 | [23 empty] | 0 |  |  |  | No | 0 | #N/A | #N/A | #N/A | #N/A | #N/A | #N/A | #N/A | #N/A | #N/A
67 | [23 empty] | 0 |  |  |  | No | 0 | #N/A | #N/A | #N/A | #N/A | #N/A | #N/A | #N/A | #N/A | #N/A
68 | [23 empty] | 0 |  |  |  | No | 0 | #N/A | #N/A | #N/A | #N/A | #N/A | #N/A | #N/A | #N/A | #N/A
69 | [23 empty] | 0 |  |  |  | No | 0 | #N/A | #N/A | #N/A | #N/A | #N/A | #N/A | #N/A | #N/A | #N/A
70 | [23 empty] | 0 |  |  |  | No | 0 | #N/A | #N/A | #N/A | #N/A | #N/A | #N/A | #N/A | #N/A | #N/A
71 | [23 empty] | 0 |  |  |  | No | 0 | #N/A | #N/A | #N/A | #N/A | #N/A | #N/A | #N/A | #N/A | #N/A
*technical-requirements-space-heating-split-ystems.pdf
This shape represents a table slicer. Table slicers are not supported in this version of Excel. If the shape was modified in an earlier version of Excel, or if the workbook was saved in Excel 2007 or earlier, the slicer can't be used.
Note on AA35: [Threaded comment] Your version of Excel allows you to read this threaded comment; however, any edits to it will get removed if the file is opened in a newer version of Excel. Learn more: https://go.microsoft.com/fwlink/?linkid=870924 Comment: Suspiciously high ref charge

## Lookups & assumptions
Refrigerant Leakage Rates
Heat pump Type | Part 494-1.3 potential | Mitigated by following HPD Tech Requirments*:
Commercial VRF Heat Recovery >5 tons | 10% | 5%
Commercial VRF heatpump >5 tons | 10% | 5%
Multi-Split VRF >3 IDUs | 6% | 3%
Multi-Split w/ 2 or less IDUs | 2% | 2%
Split 1:1 | 2% | 2%
*technical-requirements-space-heating-split-ystems.pdf
Assumptions | value | units | Notes
Heat pump System Useful Life | 20 | years | used in GHG calc
End of Life Loss Rate (default) | 10% | % of lbs | used in GHG calc
EPA Conversions, per 1,000 tons of CO2e
gasoline-powered passenger vehicles driven for one year |  |  |  | 233
miles driven by an average gasoline-powered passenger vehicle |  |  |  | 2546560
Refrigerant | Class | GWP100 | GWP20 | Notes
R410A | A1 | 2088 | 4715
R32 | A2L | 675 | 2690
R454B | A2L | 465 | 1854
NatGas | Fuel | 28 | 84 | approximate per therm

## FC 606.1 RSOE (hidden)
FC TABLE 606.1.1 REFRIGERATING SYSTEM OPERATING ENGINEER
MF Relevant | Installation Date | Refrigerant Group | Occupancy Typeb | Application | Pounds Of Refrigerant In System | System Horsepower | System Designc | Supervision Required
| Prior to June 1, 1957 | A1 | Industrial | Human comfort | More than 50 | NA | Not fully automatic | Personal
|  | A1 | Industrial | Human comfort | More than 200 | NA | Fully automatic | Personal
|  | A1 | Industrial | Human comfort | More than 50 up to 200 | NA | Fully automatic | General
|  | A1 | All except Industrial | All | More than 50 | NA | Not fully automatic | Personal
|  | A1 | All except Industrial | All | More than 200 | NA | Fully automatic | Personal
|  | A1 | All except Industrial | All | More than 50 up to 200 | NA | Fully automatic | General
| On or after June 1, 1957 | A1 | Industrial | Human comfort | NA | More than 50 (or kilowatt equivalency) | NA | Personal
|  | A1 | All except Industrial | All | NA | More than 50 (or kilowatt equivalency) | NA | Personal
y | Regardless of when installed | A2, A3, B1, B2, B3 and carbon dioxide | All | All | More than 50 | NA | Not fully automatic | Personal
y |  | A2, A3, B1, B2, B3 and carbon dioxide | All | All | More than 200 | NA | Fully automatic | Personal
|  | A1 | Industrial | All except human comfort | More than 50 | NA | Not fully automatic | Personal
|  | A1 | Industrial | All except human comfort | More than 200 | NA | Fully automatic | Personal
|  | A1 and carbon dioxide | Industrial | All except human comfort | More than 50 up to 200 | NA | Fully automatic | General
y |  | A1 | All | Human comfort | NA | Aggregate exceeds 100d | NA | Personal
y |  | Footnotes
a. For purposes of this table, refrigerant R-123 shall be treated as a group A1 refrigerant, and carbon dioxide shall not be treated as a group A1 refrigerant.
b. For purposes of this table, "industrial" occupancy refers to occupancy groups F, H and S. For installations constructed under the 1968 Building Code, "industrial" occupancy refers to occupancy groups A, B and D. For installations constructed prior to such 1968 code, "industrial" occupancy refers to that portion of a building used for manufacturing, processing, or storage of materials or products, including, among others, chemical, food, candy, and ice cream factories, ice making plants, meat packing plants, refineries, perishable food warehouses, and similar occupancies.
y |  | c. A fully automatic refrigerating system is one whose regulating and safety devices are automatically activated once the system is in operation.
y |  | d. This aggregate provision applies only to systems within a single building which are under the sole direct control of a single occupant, lessee or owner. Systems with a rating of 15 horsepower or less or the kilowatt equivalency thereof are excluded from the aggregate. (~11kw)

## Pivot QC (hidden)
SUMMARY TABLES: HPD BLANKET VARIANCE GHG IMPACT SUMMARIES |  |  |  | Serves | (Multiple Items)
GHG Impact Summary by Project | Sum of HPs | Sum of Total Tons | ~lbs/ton | GHG Impact Summary by System Type | Sum of HPs | Sum of lbs of refrigerant | Sum of Total Tons (*qty) | ~lbs/ ton
1139 Webster Ave | 20 | 187 | #DIV/0! | Commercial VRF Heat Recovery >5 tons | 61 | 1902 | 494 | 3.8502
1546 East New York Ave | 17 | 125 | #DIV/0! | Commercial VRF heatpump >5 tons | 359 | 15997 | 3662 | 4.3684
1727 Amsterdam Ave (aka Hill Top Apartments) | 27 | 254 | #DIV/0! | Multi-Split VRF >3 IDUs | 32 | 763 | 136 | 5.6103
1760 Jerome Avenue | 34 | 232 | #DIV/0! | Multi-Split w/ 2 or less IDUs | 1 | 30 | 3 | 10
272 East 7th Street.GHPP.FY25 | 4 | 28 | #DIV/0! | Split 1:1 | 1 | 11 | 3 | 3.6667
43-12 50th Street | 12 | 134 | #DIV/0! | Grand Total | 454 | 18703 | 4298 | 4.3516
540 DeGraw Street | 15 | 68 | #DIV/0! |  |  |  |  | #DIV/0!
Acacia - Green Hope | 5 | 30 | #DIV/0! |  |  |  |  | #DIV/0!
Archer Tower Phase 2 | 94 | 918 | #DIV/0! |  |  |  |  | #DIV/0!
Broadway Triangle Site A | 23 | 269 | #DIV/0! |  |  |  |  | #DIV/0!
BRONX FAMILY HOUSING | 13 | 156 | #DIV/0! |  |  |  |  | #DIV/0!
BX_3522_Vertical-Omnibuild. 1810 Randall Ave | 4 | 27 | #DIV/0! |  |  |  |  | #DIV/0!
Doe Fund.1220 Spofford Avenue | 10 | 131 | #DIV/0! |  |  |  |  | #DIV/0!
Foxy. 70-35 113th Street. Parkway Hospital | 13 | 156 | #DIV/0! |  |  |  |  | #DIV/0!
Gowanus Green A | 9 | 69 | #DIV/0! |  |  |  |  | #DIV/0!
Highbridge | 48 | 492 | #DIV/0! |  |  |  |  | #DIV/0!
ICL. 161 Emerson Place | 16 | 172 | #DIV/0! |  |  |  |  | #DIV/0!
Innovative Urban Village (IUV) Phase 1B | 106 | 764 | #DIV/0! |  |  |  |  | #DIV/0!
LA CENTRAL/BRONXCHESTER, BUILDINGS C & E | 67 | 626 | #DIV/0! |  |  |  |  | #DIV/0!
Livonia C2 | 10 | 138 | #DIV/0! |  |  |  |  | #DIV/0!
MHANY Bronx Cluster HDFC | 21 | 90 | #DIV/0! |  |  |  |  | #DIV/0!
New Penn Development | 1 | 5 | #DIV/0! |  |  |  |  | #DIV/0!
Not On My Watch 19-19 Cornaga Avenue | 11 | 82 | #DIV/0! |  |  |  |  | #DIV/0!
Ocean Crest | 9 | 29 | #DIV/0! |  |  |  |  | #DIV/0!
Ridge Street Senior Apartments | 9 | 41 | #DIV/0! |  |  |  |  | #DIV/0!
Saint Francis Portfolio.GHPP.FY23 | 26 | 122 | #DIV/0! |  |  |  |  | #DIV/0!
The Beacon | 41 | 282 | #DIV/0! |  |  |  |  | #DIV/0!
UPS-1806 Anhony AVE | 10 | 108 | #DIV/0! |  |  |  |  | #DIV/0!
WSFSSH - Three Arts Club | 5 | 30 | #DIV/0! |  |  |  |  | #DIV/0!
Grand Total | 680 | 5765 | #DIV/0! |  |  |  |  | #DIV/0!
|  |  | #DIV/0! |  |  |  |  | #DIV/0!
#DIV/0!
#DIV/0!

## Project Pivot- delete or replac (hidden)
SUMMARY TABLES: HPD BLANKET VARIANCE PROJECT & UNIT COUNTS
HPD Blanket Variance Project & Unit Counts | Project Address (each building must be entered separately) | Sum of Number of Dwelling Units | Count of HPD Project Name | Count of BBL
|  | 0 | 20 | 20
Total |  | 0 | 20 | 20
Extremely Low & Low-Income Affordability (ELLA) | 35 Inspiration Lane (aka 12074 Flatlands Ave), Brooklyn, NY 11236 Segment 3 | 453 | 1 | 1
| 413 East 120th Street | 282 | 1 | 1
| 625 Brook Ave, Bronx. NY | 166 | 1 | 1
| 31 Bartlett Street, | 29 | 1 | 1
| 421 East 120th Street | 0 | 1 | 1
Extremely Low & Low-Income Affordability (ELLA) Total |  | 930 | 5 | 5
Green Housing Preservation | 121-125 East 24th Street | 85 | 1 | 1
Green Housing Preservation Total |  | 85 | 1 | 1
Homeless Housing Strategic Initiatives (HHSI) | 416 E 138th Street | 20 | 1 | 1
Homeless Housing Strategic Initiatives (HHSI) Total |  | 20 | 1 | 1
Housing Preservation Opportunities (HPO) | 272 East 7th Street | 21 | 1 | 1
Housing Preservation Opportunities (HPO) Total |  | 21 | 1 | 1
HUD Multi-Family Program | 1245 FINDLAY AVENUE | 34 | 1 | 1
HUD Multi-Family Program Total |  | 34 | 1 | 1
Mandatory Inclusionary housing (MIH) | 540 DeGraw Street | 255 | 1 | 1
Mandatory Inclusionary housing (MIH) Total |  | 255 | 1 | 1
New Construction Program (NCP) | 43-12 50th Street | 55 | 1
New Construction Program (NCP) Total |  | 55 | 1
Senior Affordable Rental Apartments (SARA) | 145 Broome Street | 191 | 1 | 1
| 1810 Randall Ave, Bronx NY | 180 | 1 | 1
| 70-35 113th Street, Flushing | 145 | 1 | 1
| 726 Bay 32nd Street, Far Rockaway, Queens, NY 11691 | 89 | 1 | 1
| 340 West 85th Street, Manhattan | 62 | 1 | 1
Senior Affordable Rental Apartments (SARA) Total |  | 667 | 5 | 5
Supportive Housing Loan Program (SHLP) | 1387 University Avenue, Bronx NY | 316 | 1 | 1
| 1727 Amsterdam Ave, New York, 10031 | 200 | 1 | 1
| 1760 Jerome Avenue | 175 | 1 | 1
| 161 Emerson Place, Brooklyn, NY 11205 | 103 | 1 | 1
| 1546 East New York Ave | 95 | 1 | 1
| 19-19 Cornaga Ave. | 92 | 1 | 1
| 372 Livonia Avenue | 82 | 1 | 1
| 1139 Webster Ave | 72 | 1 | 1
| 418 East 119th St NY, NY 10035 | 34 | 1 | 1
| 1806 Anthony Ave, Bronx NY 10457 | 0 | 1 | 1
Supportive Housing Loan Program (SHLP) Total |  | 1169 | 10 | 10
Voluntary Inclusionary Housing (VIH) | 163-25 Archer Avenue, Jamaica, 11433 | 800 | 2 | 2
Voluntary Inclusionary Housing (VIH) Total |  | 800 | 2 | 2
(blank) | (blank) | 110
(blank) Total |  | 110
Grand Total |  | 4146 | 48 | 47

## Sheet1 (hidden)
This tracker collects information for HPD Electrification Projects that will close before Q3, 2025 that include large VRF systems for which redesigning to new A2L refrigerants is not feasible due to product availability and timing. All fields must be filled out to be included in HPD's Variance request. | [10 empty] | Based on the latest design, sum up the lbs of R410a used in field charged heatpumps for space heating/cooling. (DHW heatpumps excluded. ) This will be aggregated for all projects included in the HPD Variance for NYS DEC to calculate the Greenhouse Gas Emissions (GHG) and their impact on the Climate Acts carbon goals.
Note that the variance, if granted, will be only available to projects that receive permits by a date, TBD by DEC, and will not be extended. Projects that will close after Q2 are strongly advised to redesign.
HPD Project Information: Enter each project and (for multi-bldg projects), each building as a separate entry | [10 empty] | Heat Pump Basis of Design: Each Type must be entered separately | [9 empty] | GHG Emission Calculations (automatically populated)
Contact | HPD 5-digit Project ID | HPD Project Name (please use official HPD name) | Project Address (each building must be entered separately) | BBL (do not include spaces or dashes) | HPD Primary Program | Elec. Program: (Pilot/ REDi/ FHI) | Project Type | Number of Dwelling Units | Estimated Projected Closing Date (MM/YYY) - | Confirm Project will include HPD's Mandatory Technical and Refrigerant Leak Requirements into drawings. | Equipment Tag(s) | Qty of identical systems | Serves | Manufacturer | Model # | Type (select one) | Tons | R410a Lbs per heat pump system (equip + field charge) | Total eqivalent/ effective legnth of refrigerant piping | Total estimated # of refrigerant connections | total Lbs R410a | Annual Leakage Rate (per part 494-1.3 (47) | Annual Leakage lbs | Total GHG Emmissions - 25yrs + EOL reclaim (lbs CO2e) | Rationale
John Woelfling, jwoelfling@dattner.com | 69041 | Acacia - Green Hope | 418 East 119th St NY, NY 10035 | 121208479 | Supportive Housing Loan Program (SHLP) | N/A | Sub/Gut Rehab | 34 | 2025-06-25 | Y | ACCU-1 | 1 | Ammenity/ BoH | Daikin | REYQ72XATJA | Commercial VRF Heat Recovery >5 tons | 6 | 38 | 220 | 12 | 38 | 10% | 3.8 | 447929
[11 empty] | ACCU-2 | 1 | Dwelling Units | Daikin | REYQ72XATJA | Commercial VRF Heat Recovery >5 tons | 6 | 37 | 200 | 20 | 37 | 10% | 3.7 | 436141
[11 empty] | ACCU-3 | 1 | Dwelling Units | Daikin | REYQ72XATJA | Commercial VRF Heat Recovery >5 tons | 6 | 36 | 180 | 20 | 36 | 10% | 3.6 | 424354
[11 empty] | ACCU-4 | 1 | Dwelling Units | Daikin | REYQ72XATJA | Commercial VRF Heat Recovery >5 tons | 6 | 36 | 170 | 20 | 36 | 10% | 3.6 | 424354
[11 empty] | ACCU-5 | 1 | Dwelling Units | Daikin | REYQ72XATJA | Commercial VRF Heat Recovery >5 tons | 6 | 36 | 160 | 20 | 36 | 10% | 3.6 | 424354
Matthew Ladd, mladd@stnicksalliance.org | 65423 | Broadway Triangle Site A | 31 Bartlett Street, | Brooklyn, 2269, 52 | Extremely Low & Low-Income Affordability (ELLA) | FHI | New Construction | 29 | 2025-06-25 | Yes | VRF-CU-1,4 | 2 | Dwelling Units | LG | ARUM192BTE5 | Commercial VRF heatpump >5 tons | 16 | 40 | 500 | 12 | 80 | 10% | 8 | 943008
[11 empty] | VRF-CU-2 | 1 | Dwelling Units | LG | ARUM216BTE5 | Commercial VRF heatpump >5 tons | 18 | 45 | 500 | 12 | 45 | 10% | 4.5 | 530442
[11 empty] | VRF-CU-3 | 1 | Dwelling Units | LG | ARUM241BTE5 | Commercial VRF heatpump >5 tons | 20 | 50 | 500 | 12 | 50 | 10% | 5 | 589380
[11 empty] | CU-1,2,3 | 3 | Dwelling Units | LG | ARUM072BTE5 | Commercial VRF Heat Recovery >5 tons | 6 | 20 | 100 | 6 | 60 | 10% | 6 | 707256
[11 empty] | VRF-CU-1 | 1 | Dwelling Units | LG | ARUM241BTE5 | Commercial VRF heatpump >5 tons | 20 | 60 | 500 | 12 | 60 | 10% | 6 | 707256
[11 empty] | VRF-CU-2,3,4,7,11 | 5 | Dwelling Units | LG | ARUM168BTE5 | Commercial VRF heatpump >5 tons | 14 | 50 | 500 | 12 | 250 | 10% | 25 | 2946900
[11 empty] | VRF-CU-5,8 | 2 | Dwelling Units | LG | ARUN060GSS4 | Multi-Split VRF >3 IDUs | 5 | 40 | 400 | 6 | 80 | 6% | 4.8 | 565808
[11 empty] | VRF-CU-6,9,13 | 3 | Dwelling Units | LG | ARUM192BTE5 | Commercial VRF heatpump >5 tons | 16 | 50 | 500 | 12 | 150 | 10% | 15 | 1768140
[11 empty] | VRF-CU-10 | 1 | Dwelling Units | LG | ARUN038GSS4 | Multi-Split w/ 2 or less IDUs | 3 | 30 | 200 | 6 | 30 | 2% | 0.6 | 70728
[11 empty] | VRF-CU-12 | 1 | Dwelling Units | LG | ARUM144BTE5 | Commercial VRF heatpump >5 tons | 12 | 50 | 500 | 12 | 50 | 10% | 5 | 589380
[11 empty] | CU-1,2,3 | 3 | Dwelling Units | LG | ARUM072BTE5 | Commercial VRF Heat Recovery >5 tons | 6 | 20 | 100 | 6 | 60 | 10% | 6 | 707256
Alen Moghaddam, amoghaddam@uai-ny.com | 75813 | Ocean Crest | 726 Bay 32nd Street, Far Rockaway, Queens, NY 11691 | 41574407 | Senior Affordable Rental Apartments (SARA) | N/A | New Construction | 89 | 2025-06-25 | Yes | ACCU-1-1, ACCU-1-2 | 2 | Community | Mitsubishi | MXZ-SM36NAM2-U1 | Split 1:1 | 3 | 40 | 130 | 24 | 80 | 2% | 1.6 | 188608 | We evaluated the building design after the very helpful seminar last week and have determined that we would like to respectfully request a variance for the handful of R410 refrigerant equipment we have in this project. We note that the majority of the building is served with an A2L PTHP system, and we are too far along in the building design and approval process to add the required ventilated and rated shafts for the handful of R410 systems serving the common areas.
[11 empty] | ACCU-MW | 1 | Ammenity/ BoH | Mitsubishi | PUZ-HA24NHA1-R1 | Split 1:1 | 2 | 9 | 165 | 4 | 9 | 2% | 0.2 | 21218
[11 empty] | ACCU-RT-2 | 1 | Ammenity/ BoH | Mitsubishi | MXZ-SM48NAM2-U1 | Multi-Split w/ 2 or less IDUs | 4 | 21 | 190 | 12 | 21 | 2% | 0.4 | 49510
[11 empty] | ACCU-EM | 1 | Ammenity/ BoH | Mitsubishi | PUZ-A12NKA7 | Multi-Split w/ 2 or less IDUs | 1 | 4 | 35 | 4 | 4 | 2% | 0.1 | 9430
[11 empty] | ACCU-LR | 1 | Ammenity/ BoH | Mitsubishi | PUZ-HA36NKA | Split 1:1 | 3 | 11 | 70 | 4 | 11 | 2% | 0.2 | 25934
[11 empty] | ACCU-7-1 | 1 | Ammenity/ BoH | Mitsubishi | SUZ-KA15NAHZ.TH | Split 1:1 | 1 | 4 | 50 | 4 | 4 | 2% | 0.1 | 9430
[11 empty] | ACCU-7-2 | 1 | Ammenity/ BoH | Mitsubishi | SUZ-KA24NAHZ-R1 | Split 1:1 | 2 | 8 | 50 | 4 | 8 | 2% | 0.2 | 18861
[11 empty] | ACCU-RT-1 | 1 | Ammenity/ BoH | Mitsubishi | PUHY-EP120TNU-A1 | Multi-Split w/ 2 or less IDUs | 10 | 42 | 190 | 68 | 42 | 2% | 0.8 | 99019
Mindy Shields, mshields@handelarchitects.com | BK_426 | 540 DeGraw Street | 540 DeGraw Street | 34261 | Mandatory Inclusionary housing (MIH) | N/A | New Construction | 255 | BLDS approved 3/31/22 | yes | ACCU-1 | 1 | Dwelling Units | Mitsubishi | PUMY-P36NKMU3 | Multi-Split w/ 2 or less IDUs | 3 | 36 | 220 | 2 | 36.27 | 2% | 0.7 | 85510
[11 empty] | ACCU-2 | 1 |  | Mitsubishi | SUZ-KA18NA2.MX | Split 1:1 | 2 | 17 | 100 | 1 | 16.725 | #NAME? | #NAME? | #NAME?
[11 empty] | ACCU-3,5 | 2 |  | Mitsubishi | PUHY-P96TNU-A | Multi-Split w/ 2 or less IDUs | 8 | 78 | 455 | 2 | 156.31 | #NAME? | #NAME? | #NAME?
[11 empty] | ACCU-4,8 | 2 |  | Mitsubishi | PUMP-P48NKMU3 | Split 1:1 | 4 | 91 | 595 | 1 | 181.79 | #NAME? | #NAME? | #NAME?
[11 empty] | ACCU-6 | 1 |  | Mitsubishi | SUZ-KA12NA2.MX | Split 1:1 | 1 | 5 | 20 | 1 | 4.57 | #NAME? | #NAME? | #NAME?
[11 empty] | ACCU-7 | 1 |  | Mitsubishi | PUMY-P60NKMU3 | Multi-Split w/ 2 or less IDUs | 5 | 62 | 375 | 2 | 61.625 | #NAME? | #NAME? | #NAME?
[11 empty] | ACCU-9 | 1 |  | Mitsubishi | PURY-P72TNU-A | Commercial VRF heatpump >5 tons | 6 | 192 | 1290 | 6 | 192.39 | #NAME? | #NAME? | #NAME?
[11 empty] | ACCU-9-1, 9-2 | 2 |  | Mitsubishi | MXZ-SM36NAMHZ-U1 | Multi-Split w/ 2 or less IDUs | 3 | 135 | 920 | 6 | 269.94 | #NAME? | #NAME? | #NAME?
[11 empty] | ACCU-R-5, 9-3 | 2 |  | Mitsubishi | MXZ-SM60NAM-U1 | Split 1:1 | 5 | 25 | 115 | 2 | 49.93 | #NAME? | #NAME? | #NAME?
[11 empty] | ACCU-ERV-R1 | 1 |  | Mitsubishi | PURY-EP120TNU-A | Split 1:1 | 10 | 22 | 35 | 1 | 22.435 | #NAME? | #NAME? | #NAME?
[11 empty] | ACCU-10 | 1 |  | Mitsubishi | SUZ-KA12NA2.MX | Split 1:1 | 1 | 13 | 80 | 1 | 13.03 | #NAME? | #NAME? | #NAME?
Mary Serafy, mserafy@brpcompanies.com | 75039 | Archer Towers 2 | 163-25 Archer Avenue, Jamaica, 11433 | 4-110151-0065 | Voluntary Inclusionary Housing (VIH) |  | New Construction | 400 | 2025-06-25 | Confirmed | ACCU-R-1,45,68 | 3 | Dwelling Units | Daikin | RXYQ168xatja | Commercial VRF heatpump >5 tons | 14 | 39 | 250 | 88 | 115.5 | 10% | 11.6 | 1361468
[11 empty] | ACCU-R-5,80 | 2 | Dwelling Units | Daikin | RXYQ168xatja | Commercial VRF heatpump >5 tons | 14 | 39 | 310 | 72 | 77 | 10% | 7.7 | 907645
[11 empty] | ACCU-R-2,14,28,30,32,38,42,44,50,56 | 10 | Dwelling Units | Daikin | RXYQ120xatja | Commercial VRF heatpump >5 tons | 10 | 46 | 400 | 80 | 460 | 10% | 46 | 5422296
[11 empty] | ACCU-R-15,17,27,31,41,43,49,53,55 | 9 | Dwelling Units | Daikin | RXYQ120xatja | Commercial VRF heatpump >5 tons | 10 | 33 | 250 | 88 | 297 | 10% | 29.7 | 3500917
[11 empty] | ACCU-R-78 | 1 | Dwelling Units | Daikin | RXYQ120xatja | Commercial VRF heatpump >5 tons | 10 | 32 | 250 | 72 | 32 | 10% | 3.2 | 377203
[11 empty] | ACCU-R-3,9,13,74,76, | 5 | Dwelling Units | Daikin | RXYQ096xatja | Commercial VRF heatpump >5 tons | 8 | 31 | 330 | 72 | 155 | 10% | 15.5 | 1827078
[11 empty] | ACCU-R-4,8,10,12,16,18,24,26,34,36,40,46,48,52,54,60,63,69,71 | 19 | Dwelling Units | Daikin | RXYQ096xatja | Commercial VRF heatpump >5 tons | 8 | 41 | 520 | 80 | 769.5 | 10% | 77 | 9070558
[11 empty] | ACCU-R-7,11,23,25,33,35,39,47,51,59,62,70 | 12 | Dwelling Units | Daikin | RXYQ096xatja | Commercial VRF heatpump >5 tons | 8 | 32 | 250 | 88 | 384 | 10% | 38.4 | 4526438
[11 empty] | ACCU-R-86 | 1 | Dwelling Units | Daikin | RXYQ096xatja | Commercial VRF heatpump >5 tons | 8 | 42 | 600 | 80 | 42 | 10% | 4.2 | 495079
[11 empty] | ACCU-R-6,20,22,58,65,67,73,85 | 8 | Dwelling Units | Daikin | RXYQ192xatja | Commercial VRF heatpump >5 tons | 16 | 67 | 480 | 80 | 532.8 | 10% | 53.3 | 6280433
[11 empty] | ACCU-R-84 | 1 | Dwelling Units | Daikin | RXYQ192xatja | Commercial VRF heatpump >5 tons | 16 | 56 | 250 | 72 | 55.6 | 10% | 5.6 | 655391
[11 empty] | ACCU-R-19,66 | 2 | Dwelling Units | Daikin | RXYQ216xatja | Commercial VRF heatpump >5 tons | 18 | 56 | 250 | 88 | 111 | 10% | 11.1 | 1308424
[11 empty] | ACCU-R-21,29,37,57,64,72 | 6 | Dwelling Units | Daikin | RXYQ144xatja | Commercial VRF heatpump >5 tons | 12 | 38 | 310 | 88 | 228 | 10% | 22.8 | 2687573
[11 empty] | ACCU-R-81 | 1 | Dwelling Units | Daikin | RXYQ144xatja | Commercial VRF heatpump >5 tons | 12 | 52 | 560 | 64 | 52 | 10% | 5.2 | 612955
[11 empty] | ACCU-R-61,75 | 2 | Dwelling Units | Daikin | RXYQ072xatja | Commercial VRF heatpump >5 tons | 6 | 18 | 160 | 48 | 36 | 10% | 3.6 | 424354
[11 empty] | ACCU-R-77,79 | 2 | Dwelling Units | Daikin | RXYQ072xatja | Commercial VRF heatpump >5 tons | 6 | 30 | 400 | 64 | 60 | 10% | 6 | 707256
[11 empty] | ACCU-R-82 | 1 | Dwelling Units | Daikin | RXYQ072xatja | Commercial VRF heatpump >5 tons | 6 | 18 | 100 | 32 | 18 | 10% | 1.8 | 212177
[11 empty] | ACCU-R-83 | 1 | Dwelling Units | Daikin | RXYQ072xatja | Commercial VRF heatpump >5 tons | 6 | 29 | 400 | 40 | 29 | 10% | 2.9 | 341840
[11 empty] | ACCU-T-1 | 1 | Ammenity/ BoH | Daikin | RZQ24TAVJUA | Split 1:1 | 2 | 10 | 10 | 8 | 10 | 2% | 0.2 | 23576
[11 empty] | ACCU-EJ-1 | 1 | Ammenity/ BoH | Daikin | RZQ24TAVJUA | Split 1:1 | 2 | 10 | 270 | 8 | 10 | 2% | 0.2 | 23576
[11 empty] | ACCU-EMR-1 | 1 | Ammenity/ BoH | Daikin | RZQ24TAVJUA | Split 1:1 | 2 | 10 | 225 | 8 | 10 | 2% | 0.2 | 23576
[11 empty] | ACCU-1-1, ACCU-4 | 2 | Commercial/retail | Daikin | REYQ120AATJB | Commercial VRF Heat Recovery >5 tons | 10 | 56 | 440 | 72 | 112 | 10% | 11.2 | 1320211
[11 empty] | ACCU-1-CF | 1 | Commercial/retail | Daikin | REYQ072AATJB | Commercial VRF Heat Recovery >5 tons | 6 | 30 | 520 | 24 | 30 | 10% | 3 | 353628
[11 empty] | ACCU-4 | 1 | Ammenity/ BoH | Daikin | REYQ120AATJB | Commercial VRF Heat Recovery >5 tons | 10 | 45 | 450 | 16 | 45 | 10% | 4.5 | 530442
[11 empty] | ACCU-10 | 1 | Ammenity/ BoH | Daikin | REYQ120AATJB | Commercial VRF Heat Recovery >5 tons | 10 | 56 | 360 | 16 | 56 | 10% | 5.6 | 660106
[11 empty] | ACCU-17 | 1 | Ammenity/ BoH | Daikin | REYQ072AATJB | Commercial VRF Heat Recovery >5 tons | 6 | 31 | 160 | 24 | 31 | 10% | 3.1 | 365416
Jon Meyer, meyerj@ocvarch.com | MN_880 | Saint Francis Portfolio.GHPP.FY23 | 121-125 East 24th Street | 1008800016 | Green Housing Preservation | N/A | Mod Rehab | 85 | 2025-06-23 | Confirmed | ACCU-1 | 1 | Community | Toshiba | MCY-MAP0487HS-UL | Multi-Split VRF >3 IDUs | 5 | 10 | 100 | 6 | 10 | 6% | 0.6 | 70726 | The project is named the Saint Francis Portfolio.GHPP.FY23, which is a three building project located in Manhattan for the addresses listed below. This project closed in 2023 and has one building currently under construction, however the other two buildings in the project do not have permits in hand, but are in progress with the DOB. Both of the buildings without permits are set to receive 410-a refrigerant, with one of the buildings participating in the NYSERDA electrification pilot program. We have had our NYSERDA kickoff meeting, and from that meeting it is our understanding this equipment needs to be installed and operational by 1/1/2026, which the contractor is aware of and putting forth every effort to meet that deadline. Our question, and request for Impossibility Variance, is to make sure we stay fully compliant through this process and have no impediments to signing off the work once completed.
[18 empty] | 0 | 0 | 0 | 0 | 0% | 0 | -
[11 empty] | ACCU-ELEV-1, 2 | 2 | Community | Carrier | 38MPRAQ24AA3 | Multi-Split w/ 2 or less IDUs | 3 | 20 | 20 | 2 | 40 | 2% | 0.8 | 94304
[11 empty] | ACCU- 5A, 4A, 3A, 2A, HALLWAY 1, 1B, 1C, 1A, CELLAR A, | 9 | Dwelling Units | Toshiba | MCY-MAP0607HS-UL | Multi-Split VRF >3 IDUs | 6 | 125 | 1250 | 74 | 1125 | 6% | 67.5 | 7956675
[11 empty] | ACCU-5B,5C,4B,4C,3B,3C,2B,2C, CELLAR B | 9 | Dwelling Units | Toshiba | MCY-MAP0487HS-UL | Multi-Split VRF >3 IDUs | 5 | 70 | 700 | 61 | 630 | 6% | 37.8 | 4455738
[11 empty] | ACCU-HALLWAY 1 | 1 | Common | Toshiba | MCY-MAP03670HS-UL | Multi-Split w/ 2 or less IDUs | 3 | 10 | 100 | 5 | 10 | 2% | 0.2 | 23576
[11 empty] | ACCU- COMPACTOR | 1 | BoH | Toshiba | RAV-SP182ATP-UL | Multi-Split w/ 2 or less IDUs | 2 | 6 | 60 | 1 | 6 | 2% | 0.1 | 14146
[11 empty] | ERV 1, ERV2 | 2 | Common | Aldes | E1800L-Fi-EC | Commercial VRF Heat Recovery >5 tons | 1 |  |  |  | 0 | 10% | 0 | -
[21 empty] | 0 | 0% | 0 | -
[21 empty] | 0 | 0% | 0 | -
[11 empty] | ACCU-1 | 1 | Community | Toshiba | MCY-MAP0487HS-UL | Multi-Split VRF >3 IDUs | 5 | 8 | 75 | 5 | 7.5 | 6% | 0.5 | 53045
Nicole Marrocco nmarrocco@wsfssh.org | 74080 | WSFSSH - Three Arts Club | 340 West 85th Street, Manhattan | 1012460049 | Senior Affordable Rental Apartments (SARA) | REDi | Sub/Gut Rehab | 62 | 2025-05-25 |  | ACCU-1 | 1 | Ammenity/ BoH | Mitsubishi | PURY-EP192TSNU-A1 | Commercial VRF Heat Recovery >5 tons | 15 | 40 | 2291 | 10 | 40.15 | 10% | 4 | 473272 | Attached is the R410-A variance tracker for WSFSSH’s Three Arts project. Please note that Three Arts received a NYSERDA Buildings of Excellence Demonstration award, and we are actively working with Jen Leone and NYSERDA to receive funding through the new REDi DEEP program.
[11 empty] | ACCU-2 | 1 | Dwelling Units | Mitsubishi | PUHY-EP96TNU-A1 | Commercial VRF heatpump >5 tons | 8 | 84 | 3280 | 15 | 84.17 | 10% | 8.4 | 992162
[11 empty] | ACCU-PENT | 1 | Dwelling Units | Mitsubishi | SUZ-K230NAHZ | Split 1:1 | 3 | 11 | 245 | 1 | 11.46 | 2% | 0.2 | 27018
[11 empty] | ACCU-EMR | 1 | Ammenity/ BoH | Mitsubishi | PUY-A18NKA7 | Split 1:1 | 2 | 5 | 165 | 1 | 5.37 | 2% | 0.1 | 12660
[11 empty] | ACCU-IT | 1 | Ammenity/ BoH | Mitsubishi | PUY-A18MKA7 | Split 1:1 | 2 | 5 | 165 | 1 | 5.37 | 2% | 0.1 | 12660
Daughtry Carstarpehn, dcarstarphen@brc.org | 69886 | 1727 Amsterdam Ave (aka Hill Top Apartments) | 1727 Amsterdam Ave, New York, 10031 | MN20601 | Supportive Housing Loan Program (SHLP) | FHI | New Construction | 200 | 2025-12-25 | Confirmed | ACCU-21 | 1 | Ammenity/ BoH | Mitsubishi | PUY-A12NKA7 | Split 1:1 | 2 | 4 | 50 | 1 | 4.4 | 2% | 0.1 | 10373
[11 empty] | ACCU-3B, ACCU-4B | 2 | Dwelling Units | Mitsubishi | PURY-EP72TNU-A | Commercial VRF Heat Recovery >5 tons | 6 | 17 | 400 | 8 | 33.2 | 10% | 3.3 | 391348
[11 empty] | ACCU-2A, ACCU-2B, ACCU-3A, ACCU-4A, ACCU-5B, ACCU-15, ACCU-17 | 7 | Dwelling Units | Mitsubishi | PURY-EP96TNU-A | Commercial VRF Heat Recovery >5 tons | 8 | 19 | 1400 | 28 | 131.81 | 10% | 13.2 | 1553724
[11 empty] | ACCU-5A, ACCU-7, ACCU-8, ACCU-9, ACCU-11, ACCU-12, ACCU-13, ACCU-16 | 8 | Dwelling Units | Mitsubishi | PURY-EP120TNU-A | Commercial VRF Heat Recovery >5 tons | 10 | 22 | 1600 | 32 | 176 | 10% | 17.6 | 2074618
[11 empty] | ACCU-1A, ACCU-1B | 2 | Ammenity/ BoH | Mitsubishi | PURY-EP72TNU-A | Commercial VRF Heat Recovery >5 tons | 6 | 16 | 400 | 8 | 32.9 | 10% | 3.3 | 387812
[11 empty] | ACCU-20 | 1 | Ammenity/ BoH | Mitsubishi | MXZ-SM36NAM-U1 | Multi-Split w/ 2 or less IDUs | 8 | 14 | 200 | 2 | 13.96 | 2% | 0.3 | 32912
[11 empty] | ACCU-10, ACCU-14A, ACCU-14B, ACCU-18 | 4 | Dwelling Units | Mitsubishi | PURY-EP144TNU-A | Commercial VRF Heat Recovery >5 tons | 12 | 22 | 800 | 24 | 88.9 | 10% | 8.9 | 1047918
[11 empty] | ACCU-6, ACCU-19 | 2 | Dwelling Units | Mitsubishi | PURY-EP216TNU-A | Commercial VRF Heat Recovery >5 tons | 18 | 44 | 800 | 32 | 88 | 10% | 8.8 | 1037309
Carolyn Khan ckhan@uai-ny.com | 75540 | 1760 Jerome Avenue | 1760 Jerome Avenue | 2028500003 | Supportive Housing Loan Program (SHLP) | FHI | New Construction | 175 | 2025-12-24 | Confirmed | ACCU-15A, ACCU-15B | 2 | Ammenity/ BoH | Daikin | RZQ24TBVJUB | Split 1:1 | 2 | 3 | 50 | 1 | 6.4 | 2% | 0.1 | 15089
[11 empty] | ACCU-CA, ACCU-CB, ACCU-CC, ACCU-1B, ACCU-2B, ACCU-3B, ACCU-4B, ACCU-5B, ACCU-6B, ACCU-7B, ACCU-8B, ACCU-9B, ACCU-10B, ACCU-11B, ACCU-12B, ACCU-13B, ACCU-14B | 14 | Dwelling Units | Daikin | REYQ72AATJA | Commercial VRF Heat Recovery >5 tons | 6 | 34 | 2800 | 68 | 480.76 | 10% | 48.1 | 5667007
[11 empty] | ACCU-1A, ACCU-1C, ACCU-2A, ACCU-3A, ACCU-4A, ACCU-5A, ACCU-6A, ACCU-7A, ACCU-8A, ACCU-9A, ACCU-10A, ACCU-11A | 11 | Dwelling Units | Daikin | REYQ96AATJA | Commercial VRF Heat Recovery >5 tons | 8 | 45 | 2200 | 48 | 494.01 | 10% | 49.4 | 5823192
[11 empty] | ACCU-12A, ACCU-13A, ACCU-14A | 3 | Dwelling Units | Daikin | REYQ120AATJA | Commercial VRF Heat Recovery >5 tons | 10 | 49 | 600 | 12 | 146.1 | 10% | 14.6 | 1722168
[11 empty] | ACCU-CA, ACCU-CB, ACCU-CC | 3 | Ammenity/ BoH | Daikin | REYQ72AATJA | Commercial VRF Heat Recovery >5 tons | 6 | 34 | 600 | 12 | 103.02 | 10% | 10.3 | 1214359
[11 empty] | ACCU-1C | 1 | Ammenity/ BoH | Daikin | REYQ96AATJA | Commercial VRF Heat Recovery >5 tons | 8 | 45 | 200 | 4 | 44.91 | 10% | 4.5 | 529381
Daralynn Wiener, daralynn@aufgang.com | 72811 | BX_3522_Vertical-Omnibuild. 1810 Randall Ave | 1810 Randall Ave, Bronx NY | BRONX352238 | Senior Affordable Rental Apartments (SARA) | FHI | New Construction | 180 | 2025-06-25 |  | ACCU-2-1 | 1 | Ammenity/ BoH | Mitsubishi | PUMY-P36NKMU2 | Multi-Split VRF >3 IDUs | 3 | 31 | 180 | 2 | 30.63 | #NAME? | #NAME? | #NAME?
[11 empty] | ACCU-2-2 | 1 | Commercial/retail | Mitsubishi | PURY-P192YNU-A1 | Commercial VRF Heat Recovery >5 tons | 16 | 127 | 700 | 5 | 126.7 | #NAME? | #NAME? | #NAME?
[11 empty] | ACCU-2-3 | 1 | Ammenity/ BoH | Mitsubishi | PUMY-P60NKMU2 | Commercial VRF heatpump >5 tons | 5 | 43 | 240 | 2 | 42.59 | #NAME? | #NAME? | #NAME?
[11 empty] | ACCU-R-1 | 1 | Ammenity/ BoH | Mitsubishi | PUMY-P36NKMU2 | Split 1:1 | 3 | 17 | 80 | 1 | 16.53 | #NAME? | #NAME? | #NAME?
[18 empty] | 25 | 180 | 2 | 0 | #NAME? | #NAME? | #NAME?
[18 empty] | 99 | 700 | 5 | 0 | #NAME? | #NAME? | #NAME?
[18 empty] | 34 | 240 | 2 | 0 | #NAME? | #NAME? | #NAME?
[18 empty] | 11 | 80 | 1 | 0 | #NAME? | #NAME? | #NAME?
Andrew Schnell, aschnell@brightpower.com | 70484 | 272 East 7th Street.GHPP.FY25 | 272 East 7th Street | MN, 376, 28 | Housing Preservation Opportunities (HPO) | Electrification Pilot | Sub/Gut Rehab | 21 | 2025-06-25 | CONFIRMED | ACCU-2 | 1 | Dwelling Units | LG | ARUM096BTE5 | Commercial VRF heatpump >5 tons | 8 | 47 |  | 13 | 47 | 10% | 4.7 | 554017
[11 empty] | ACCU-3 | 1 | Dwelling Units | LG | ARUM096BTE5 | Commercial VRF heatpump >5 tons | 8 | 47 |  | 13 | 47 | 10% | 4.7 | 554017
[11 empty] | ACCU-4 | 1 | Dwelling Units | LG | ARUM072BTE5 | Commercial VRF heatpump >5 tons | 6 | 32 |  | 8 | 32 | 10% | 3.2 | 377203
[11 empty] | ACCU-5 | 1 | Dwelling Units | LG | ARUM072BTE5 | Commercial VRF heatpump >5 tons | 6 | 32 |  | 10 | 32 | 10% | 3.2 | 377203
Paola Duran, PDuran@LemleWolff.com | 75241 | 43-12 50th Street | 43-12 50th Street |  | New Construction Program (NCP) |  | New Construction | 55 | 2025-03-25 | Yes | EMR | 1 | EMR | Daikin | RZQ24TAVJUA | Split 1:1 | 2 | 6 | 20 | 2 | 6.4 | 2% | 0.1 | 15089
[11 empty] | R-3, R-8 | 2 | Multi floors. | Daikin | RXYQ96AATJA | Commercial VRF heatpump >5 tons | 8 | 30 | 140, 140 | 9, 11 | 60.92 | 10% | 6.1 | 718101
[11 empty] | R-9, R-10 | 2 | Multi floors. | Daikin | RXYQ120AATJA | Commercial VRF heatpump >5 tons | 10 | 37 | 140, 160 | 12, 14 | 74.8 | 10% | 7.5 | 881712
[11 empty] | R-1, R-4, R-7 | 3 | Multi floors. | Daikin | RXYQ144AATJA | Commercial VRF heatpump >5 tons | 12 | 40 | 140, 140, 140 | 17, 10, 16 | 118.5 | 10% | 11.9 | 1396831
[11 empty] | R-2, R-5, R-6 | 3 | Multi floors. | Daikin | RXYQ168AATJA | Commercial VRF heatpump >5 tons | 14 | 44 | 140, 160, 140 | 10, 16, 17 | 132.09 | 10% | 13.2 | 1557024
[11 empty] | R-11 | 1 | Multi floors. | Daikin | REYQ216AATJA | Commercial VRF heatpump >5 tons | 18 | 83 | 220 | 16 | 83.03 | 10% | 8.3 | 978724
Jonathan Huang JHuang@megagroup.nyc | 72412 | Highbridge | 1387 University Avenue, Bronx NY | Bronx 2533 29 | Supportive Housing Loan Program (SHLP) |  | New Construction | 316 | Already closed |  | ACCU-R-1 | 1 | Dwelling Units | Mitsubishi | PUHY-EP168TNU-A1 | Commercial VRF heatpump >5 tons | 14 | 76 | 1096 | 578 | 76.09 | 10% | 7.6 | 896918 | Please find attached the R-410A Variance Tracker spreadsheet with info for our project at 1387 University Ave, Bronx (also known as Highbridge). This project just recently closed and is being developed Samaritan Daytop Village. This is a large project and although it already closed, an additional variance would be largely beneficial to the project to ensure that installation is completed on time.
[11 empty] | ACCU-R-2 | 1 | Dwelling Units | Mitsubishi | PUHY-EP192TNU-A1 | Commercial VRF heatpump >5 tons | 18 | 78 | 1135 | 356 | 77.79 | 10% | 7.8 | 916957
[11 empty] | ACCU-R-3 | 1 | Dwelling Units | Mitsubishi | PUHY-EP144TNU-A1 | Commercial VRF heatpump >5 tons | 12 | 67 | 1485 | 276 | 66.96 | 10% | 6.7 | 789298
[11 empty] | ACCU-R-4 | 1 | Dwelling Units | Mitsubishi | PUHY-EP144TNU-A1 | Commercial VRF heatpump >5 tons | 12 | 75 | 1583 | 268 | 74.96 | 10% | 7.5 | 883598
[11 empty] | ACCU-S-1 | 1 | Dwelling Units | Mitsubishi | PUHY-EP96TNU-A1 | Commercial VRF heatpump >5 tons | 8 | 41 | 623 | 122 | 41.1 | 10% | 4.1 | 484470
[11 empty] | ACCU-S-2 | 1 | Dwelling Units | Mitsubishi | PUHY-EP168TNU-A1 | Commercial VRF heatpump >5 tons | 14 | 73 | 1061 | 156 | 73.38 | 10% | 7.3 | 864974
[11 empty] | ACCU-S-3 | 1 | Dwelling Units | Mitsubishi | PUHY-EP144TNU-A1 | Commercial VRF heatpump >5 tons | 12 | 75 | 1026 | 156 | 74.63 | 10% | 7.5 | 879709
[11 empty] | ACCU-S-4 | 1 | Dwelling Units | Mitsubishi | MXZ-SM48NAM2-1 | Multi-Split VRF >3 IDUs | 4 | 25 | 425 | 68 | 24.83 | 6% | 1.5 | 175613
[11 empty] | ACCU-SHEL-1 | 1 | Dwelling Units | Mitsubishi | PUHY-EP120TNU-A1 | Commercial VRF heatpump >5 tons | 10 | 53 | 834 | 142 | 53.08 | 10% | 5.3 | 625686
[11 empty] | ACCU-SHEL-2 | 1 | Dwelling Units | Mitsubishi | PUHY-EP120TNU-A1 | Commercial VRF heatpump >5 tons | 10 | 56 | 934 | 142 | 56.02 | 10% | 5.6 | 660341
[11 empty] | ACCU-SHEL-3 | 1 | Dwelling Units | Mitsubishi | PUHY-EP96TNU-A1 | Commercial VRF heatpump >5 tons | 8 | 43 | 646 | 92 | 42.87 | 10% | 4.3 | 505334
[11 empty] | ACCU-SHEL-4 | 1 | Dwelling Units | Mitsubishi | PUHY-EP120TNU-A1 | Commercial VRF heatpump >5 tons | 10 | 51 | 834 | 140 | 50.83 | 10% | 5.1 | 599164
[11 empty] | ACCU-SHEL-5 | 1 | Dwelling Units | Mitsubishi | PUHY-EP120TNU-A1 | Commercial VRF heatpump >5 tons | 10 | 54 | 1027 | 180 | 54.48 | 10% | 5.4 | 642188
[11 empty] | ACCU-SHEL-6 | 1 | Dwelling Units | Mitsubishi | PUHY-EP96TNU-A1 | Commercial VRF heatpump >5 tons | 8 | 46 | 798 | 116 | 46.1 | 10% | 4.6 | 543408
[11 empty] | ACCU-R-7 | 1 | Dwelling Units | Mitsubishi | PUHY-EP168TNU-A1 | Commercial VRF heatpump >5 tons | 14 | 69 | 885 | 300 | 68.6 | 10% | 6.9 | 808629
[11 empty] | ACCU-R-8 | 1 | Dwelling Units | Mitsubishi | PUHY-EP144TNU-A1 | Commercial VRF heatpump >5 tons | 12 | 58 | 875 | 284 | 57.8 | 10% | 5.8 | 681323
[11 empty] | ACCU-R-9 | 1 | Dwelling Units | Mitsubishi | PUHY-EP120TNU-A1 | Commercial VRF heatpump >5 tons | 10 | 43 | 492 | 220 | 43 | 10% | 4.3 | 506867
[11 empty] | ACCU-R-10 | 1 | Dwelling Units | Mitsubishi | PUHY-EP168TNU-A1 | Commercial VRF heatpump >5 tons | 14 | 46 | 1018 | 300 | 46 | 10% | 4.6 | 542230
[11 empty] | ACCU-R-11 | 1 | Dwelling Units | Mitsubishi | PUHY-EP144TNU-A1 | Commercial VRF heatpump >5 tons | 12 | 72 | 1050 | 268 | 72 | 10% | 7.2 | 848707
[11 empty] | ACCU-R-12 | 1 | Dwelling Units | Mitsubishi | PUHY-EP144TNU-A1 | Commercial VRF heatpump >5 tons | 12 | 53 | 627 | 284 | 53 | 10% | 5.3 | 624743
[11 empty] | ACCU-R-15 | 1 | Dwelling Units | Mitsubishi | PUHY-EP192TNU-A1 | Commercial VRF heatpump >5 tons | 18 | 70 | 932 | 316 | 70 | 10% | 7 | 825132
[11 empty] | ACCU-R-16 | 1 | Dwelling Units | Mitsubishi | PUHY-EP96TNU-A1 | Commercial VRF heatpump >5 tons | 8 | 54 | 811 | 188 | 54 | 10% | 5.4 | 636530
[11 empty] | ACCU-R-17 | 1 | Dwelling Units | Mitsubishi | PUHY-EP144TNU-A1 | Commercial VRF heatpump >5 tons | 12 | 58 | 925 | 252 | 58.4 | 10% | 5.8 | 688396
[11 empty] | ACCU-R-18, ACCU-R-19 | 2 | Dwelling Units | Mitsubishi | PUHY-EP144TNU-A1 | Commercial VRF heatpump >5 tons | 12 | 64 | 945 | 252 | 128.6 | 10% | 12.9 | 1515885
[11 empty] | ACCU-R-20 | 1 | Dwelling Units | Mitsubishi | PUHY-EP120TNU-A1 | Commercial VRF heatpump >5 tons | 10 | 55 | 900 | 220 | 55 | 10% | 5.5 | 648318
[11 empty] | ACCU-R-CR26 | 1 | Ammenity/ BoH | Mitsubishi | MXZ-3C30NAHZ4-U1 | Multi-Split w/ 2 or less IDUs | 3 | 9 | 100 | 8 | 8.82 | 2% | 0.2 | 20794
[11 empty] | ACCU-ECR-8TH | 1 | Ammenity/ BoH | Mitsubishi | PUY-A36NKA7 | Split 1:1 | 3 | 12 | 175 | 4 | 11.78 | 2% | 0.2 | 27773
[11 empty] | ACCU-8-LAUNDRY | 1 | Ammenity/ BoH | Mitsubishi | MXZ-3C24NAHZ4-U1 | Multi-Split w/ 2 or less IDUs | 2 | 9 | 100 | 8 | 8.8 | 2% | 0.2 | 20747
[11 empty] | ACCU-R-ECR | 1 | Ammenity/ BoH | Mitsubishi | PUHY-EP72TNU-A1 | Commercial VRF heatpump >5 tons | 6 | 26 | 125 | 20 | 26 | 10% | 2.6 | 306478
[11 empty] | ACCU-IT-C, ACCU-IT-2 | 2 | Ammenity/ BoH | Mitsubishi | PUY-A24NHA7 | Commercial VRF heatpump >5 tons | 2 | 9 | 150 | 4 | 18.38 | 10% | 1.8 | 216656
[11 empty] | ACCU-SHEL-7 | 1 | Ammenity/ BoH | Mitsubishi | PURY-EP120TNU-A1 | Commercial VRF Heat Recovery >5 tons | 10 | 56 | 937 | 48 | 55.6 | 10% | 5.6 | 655391
[11 empty] | ACCU-SHEL-8 | 1 | Ammenity/ BoH | Mitsubishi | PURY-EP72TNU-A1 | Commercial VRF Heat Recovery >5 tons | 6 | 48 | 899 | 36 | 48 | 10% | 4.8 | 565805
[11 empty] | ACCU-R-CF | 1 | Ammenity/ BoH | Mitsubishi | PURY-EP72TNU-A1 | Commercial VRF Heat Recovery >5 tons | 6 | 37 | 236 | 6 | 37 | 10% | 3.7 | 436141
[11 empty] | ACCU-R-21 | 1 | Ammenity/ BoH | Mitsubishi | PURY-EP96TNU-A1 | Commercial VRF Heat Recovery >5 tons | 8 | 53 | 561 | 28 | 53 | 10% | 5.3 | 624743
[11 empty] | ACCU-R-22 | 1 | Ammenity/ BoH | Mitsubishi | PURY-EP96TNU-A1 | Commercial VRF Heat Recovery >5 tons | 8 | 63 | 1099 | 44 | 63 | 10% | 6.3 | 742619
[11 empty] | ACCU-REC-ROOM | 1 | Ammenity/ BoH | Mitsubishi | SUZ-KA24NAHZ | Split 1:1 | 2 | 11 | 150 | 4 | 11.2 | 2% | 0.2 | 26405
[11 empty] | ACCU-R-CR4 | 1 | Ammenity/ BoH | Mitsubishi | SUZ-KA18NAHZ.TH | Split 1:1 | 2 | 4 | 75 | 4 | 4 | 2% | 0.1 | 9430
[12 empty] | 1 | Ammenity/ BoH | Mitsubishi | MXZ-2C20NAHZ4-U1 | Multi-Split w/ 2 or less IDUs | 2 | 9 | 100 | 8 | 8.8 | 2% | 0.2 | 20747
[11 empty] | ACCU-ELEV-1 | 1 | Ammenity/ BoH | Mitsubishi | PUHY-EP120TNU-A1 | Commercial VRF heatpump >5 tons | 10 | 39 | 255 | 68 | 39 | 10% | 3.9 | 459716
[11 empty] | ACCU-ELEV-2 | 1 | Ammenity/ BoH | Mitsubishi | PUHY-EP120TNU-A1 | Commercial VRF heatpump >5 tons | 10 | 46 | 345 | 68 | 46 | 10% | 4.6 | 542230
[11 empty] | ACCU-ELEV-3 | 1 | Ammenity/ BoH | Mitsubishi | PUHY-EP96TNU-A1 | Commercial VRF heatpump >5 tons | 8 | 34 | 180 | 52 | 34 | 10% | 3.4 | 400778
[11 empty] | ACCU-ERV-R-1 | 1 | Ammenity/ BoH | Mitsubishi | PURY-EP288TSNU-A1 | Commercial VRF Heat Recovery >5 tons | 24 | 75 | N/A | 30 | 75.2 | 10% | 7.5 | 886428
[11 empty] | ACCU-ERV-R-2 | 1 | Ammenity/ BoH | Mitsubishi | PURY-EP168TNU-A1 | Commercial VRF Heat Recovery >5 tons | 14 | 49 | N/A | 18 | 49 | 10% | 4.9 | 577592
[11 empty] | ACCU-ERV-R-3 | 1 | Ammenity/ BoH | Mitsubishi | PURY-EP192TNU-A1 | Commercial VRF Heat Recovery >5 tons | 16 | 60 | N/A | 22 | 60 | 10% | 6 | 707256
[11 empty] | ACCU-ERV-7-1 | 1 | Ammenity/ BoH | Mitsubishi | PURY-EP288TSNU-A1 | Commercial VRF Heat Recovery >5 tons | 24 | 75 | N/A | 30 | 75 | 10% | 7.5 | 884070
[11 empty] | ACCU-SH-H | 1 | Ammenity/ BoH | Mitsubishi | PURY-EP336TSNU-A1 | Commercial VRF Heat Recovery >5 tons | 28 | 79 | N/A | 44 | 79 | 10% | 7.9 | 931220
Maya Ephrem, mephrem@brc.org | 71238 | BRONX FAMILY HOUSING | 1245 FINDLAY AVENUE | 243633 | HUD Multi-Family Program | Electrification Pilot | Sub/Gut Rehab | 34 | 2025-04-25 | CONFIRMED | ACCU-1,3,5,7,9,11 | 6 | Dwelling Units | LF | ARUM096BTE5 | Commercial VRF heatpump >5 tons | 8 | 39 | 311 | 8 | 236.64 | 10% | 23.7 | 2789418
[11 empty] | ACCU-6,10 | 2 | Dwelling Units | LG | ARUM216BTE5 | Commercial VRF heatpump >5 tons | 18 | 70 | 687 | 24 | 139.76 | 10% | 14 | 1647435
[11 empty] | ACCU-2,4,8,12 | 4 | Dwelling Units | LG | ARUM168TE5 | Commercial VRF heatpump >5 tons | 14 | 48 | 449 | 16 | 193.44 | 10% | 19.3 | 2280193
[11 empty] | ACCU-11 | 1 | Dwelling Units | LG | ARUM192BTE5 | Commercial VRF heatpump >5 tons | 16 | 54 | 600 | 16 | 54.36 | 10% | 5.4 | 640774
Jonathan Huang, JHuang@megagroup.nyc | BK_01909 | ICL. 161 Emerson Place | 161 Emerson Place, Brooklyn, NY 11205 | BROOKLYN19091 | Supportive Housing Loan Program (SHLP) | FHI | New Construction | 103 | 2025-06-25 | Confirmed | ACCU-1 | 1 | Ammenity/ BoH | Mitsubishi | PUHY-EP192TNU-A1 | Commercial VRF heatpump >5 tons | 16 | 53 | 509 | 22 | 53.2 | 10% | 5.3 | 627100
[11 empty] | ACCU-2 | 1 | Dwelling Units | Mitsubishi | PUHY-EP192TNU-A1 | Commercial VRF heatpump >5 tons | 16 | 50 | 394 | 22 | 50.1 | 10% | 5 | 590559
[11 empty] | ACCU-3 | 1 | Dwelling Units | Mitsubishi | PUHY-EP168TNU-A1 | Commercial VRF heatpump >5 tons | 14 | 50 | 496 | 22 | 50.1 | 10% | 5 | 590559
[11 empty] | ACCU-4 | 1 | Dwelling Units | Mitsubishi | PUHY-EP72TNU-A1 | Commercial VRF heatpump >5 tons | 6 | 29 | 273 | 11 | 28.9 | 10% | 2.9 | 340662
[11 empty] | ACCU-5 | 1 | Dwelling Units | Mitsubishi | PUHY-EP144TNU-A1 | Commercial VRF heatpump >5 tons | 12 | 45 | 391 | 22 | 44.5 | 10% | 4.5 | 524548
[11 empty] | ACCU-6 | 1 | Dwelling Units | Mitsubishi | PUHY-EP120TNU-A1 | Commercial VRF heatpump >5 tons | 10 | 40 | 400 | 22 | 40.1 | 10% | 4 | 472683
[11 empty] | ACCU-7 | 1 | Dwelling Units | Mitsubishi | PUHY-EP144TNU-A1 | Commercial VRF heatpump >5 tons | 12 | 45 | 391 | 22 | 44.5 | 10% | 4.5 | 524548
[11 empty] | ACCU-8 | 1 | Dwelling Units | Mitsubishi | PUHY-EP216TNU-A1 | Commercial VRF heatpump >5 tons | 18 | 67 | 620 | 26 | 66.5 | 10% | 6.7 | 783875
[11 empty] | ACCU-9 | 1 | Dwelling Units | Mitsubishi | PUHY-EP120TNU-A1 | Commercial VRF heatpump >5 tons | 10 | 41 | 348 | 12 | 41.3 | 10% | 4.1 | 486828
[11 empty] | ACCU-10 | 1 | Dwelling Units | Mitsubishi | PUHY-EP120TNU-A1 | Commercial VRF heatpump >5 tons | 10 | 37 | 380 | 18 | 37 | 10% | 3.7 | 436141
[11 empty] | ACCU-11 | 1 | Dwelling Units | Mitsubishi | PUHY-EP120TNU-A1 | Commercial VRF heatpump >5 tons | 10 | 34 | 245 | 9 | 34 | 10% | 3.4 | 400778
[11 empty] | ACCU-12 | 1 | Dwelling Units | Mitsubishi | PUHY-EP144TNU-A1 | Commercial VRF heatpump >5 tons | 12 | 38 | 251 | 9 | 38.1 | 10% | 3.8 | 449108
[11 empty] | ACCU-13 | 1 | Ammenity/ BoH | Mitsubishi | PUHY-EP120TNU-A1 | Commercial VRF heatpump >5 tons | 10 | 45 | 372 | 7 | 45.4 | 10% | 4.5 | 535157
[11 empty] | ACCU-14 | 1 | Ammenity/ BoH | Mitsubishi | PUHY-EP144TNU-A1 | Commercial VRF heatpump >5 tons | 12 | 59 | 549 | 9 | 58.6 | 10% | 5.9 | 690753
[11 empty] | ACCU-TEL | 1 | Ammenity/ BoH | Mitsubishi | PUZ-A24NHA7 | Split 1:1 | 2 | 11 | 150 | 1 | 11.2 | 2% | 0.2 | 26405
[11 empty] | ACCU-EMR | 1 | Ammenity/ BoH | Mitsubishi | PUZ-A24NHA7 | Split 1:1 | 2 | 8 | 11 | 1 | 7.7 | 2% | 0.2 | 18154
Daniel Nielsen, dnielsen@dagherengineering.com | 68758 | Not On My Watch 19-19 Cornaga Avenue | 19-19 Cornaga Ave. | 4155640040 | Supportive Housing Loan Program (SHLP) | N/A | New Construction | 92 | 2025-12-24 |  | ACCU-1-1 | 1 | Ammenity/ BoH | Daikin | RXYQ72xatja | Commercial VRF Heat Recovery >5 tons | 16 | 79 | 400 | 64 | 79.21 | 10% | 7.9 | 933696
[11 empty] | ACCU-N-1 | 1 | Dwelling Units | Daikin | RXYQ72AATJA | Multi-Split VRF >3 IDUs | 6 | 21 | 210 | 96 | 21.05 | 6% | 1.3 | 148878
[11 empty] | ACCU-N-2 | 1 | Dwelling Units | Daikin | RXYQ96AATJA | Multi-Split VRF >3 IDUs | 8 | 32 | 250 | 128 | 31.84 | 6% | 1.9 | 225192
[11 empty] | ACCU-N-3 | 1 | Dwelling Units | Daikin | RXYQ96AATJA | Multi-Split VRF >3 IDUs | 8 | 32 | 250 | 128 | 31.84 | 6% | 1.9 | 225192
[11 empty] | ACCU-N-4 | 1 | Dwelling Units | Daikin | RXYQ96AATJA | Multi-Split VRF >3 IDUs | 8 | 33 | 305 | 128 | 32.9 | 6% | 2 | 232689
[11 empty] | ACCU-S-1 | 1 | Dwelling Units | Daikin | RXYQ96AATJA | Multi-Split VRF >3 IDUs | 8 | 46 | 585 | 128 | 46.12 | 6% | 2.8 | 326188
[11 empty] | ACCU-S-2 | 1 | Dwelling Units | Daikin | RXYQ96AATJA | Multi-Split VRF >3 IDUs | 8 | 46 | 590 | 128 | 46.31 | 6% | 2.8 | 327532
[11 empty] | ACCU-S-3 | 1 | Dwelling Units | Daikin | RXYQ96AATJA | Multi-Split VRF >3 IDUs | 8 | 47 | 620 | 128 | 46.63 | 6% | 2.8 | 329795
[11 empty] | ACCU-S-4 | 1 | Dwelling Units | Daikin | RXYQ96AATJA | Multi-Split VRF >3 IDUs | 8 | 46 | 645 | 128 | 46.44 | 6% | 2.8 | 328452
[11 empty] | ACCU-TEL | 1 | Ammenity/ BoH | Daikin | RKF18AXVJU | Split 1:1 | 2 | 4 | 50 | 8 | 3.87 | 2% | 0.1 | 9124
[11 empty] | ACCU-EMR | 1 | Ammenity/ BoH | Daikin | RKF24AXVJU | Split 1:1 | 2 | 5 | 111 | 8 | 4.56 | 2% | 0.1 | 10751
David Kriegel, dk@grankriegel.com | 69022 | 1546 East New York Ave | 1546 East New York Ave | 34891 | Supportive Housing Loan Program (SHLP) | FHI | New Construction | 95 | 2025-05-25 | Yes | ACCU-1 | 1 | Dwelling Units | Mitsubishi | PURY-EP144TNU-A1 | Commercial VRF heatpump >5 tons | 11 | 81 | 600 | 10 | 81.36 | 10% | 8.1 | 959039
[11 empty] | ACCU-2 | 1 | Dwelling Units | Mitsubishi | PURY-EP144TNU-A1 | Commercial VRF heatpump >5 tons | 11 | 79 | 450 | 10 | 79.33 | 10% | 7.9 | 935110
[11 empty] | ACCU-3 | 1 | Dwelling Units | Mitsubishi | PUHY-EP96TNU-A1 | Commercial VRF heatpump >5 tons | 8 | 33 | 180 | 11 | 33 | 10% | 3.3 | 388991
[11 empty] | ACCU-4,12 | 2 | Dwelling Units | Mitsubishi | PUHY-EP72TNU-A1 | Commercial VRF heatpump >5 tons | 6 | 27 | 190 | 9 | 54 | 10% | 5.4 | 636530
[11 empty] | ACCU-5,6,9,10 | 4 | Dwelling Units | Mitsubishi | PUHY-EP96TNU-A1 | Commercial VRF heatpump >5 tons | 8 | 35 | 215 | 19 | 140 | 10% | 14 | 1650264
[11 empty] | ACCU-7 | 1 | Dwelling Units | Mitsubishi | PUHY-EP144TNU-A1 | Commercial VRF heatpump >5 tons | 12 | 44 | 215 | 19 | 44 | 10% | 4.4 | 518654
[11 empty] | ACCU-8 | 1 | Dwelling Units | Mitsubishi | PUHY-EP120TNU-A1 | Commercial VRF heatpump >5 tons | 10 | 38 | 215 | 19 | 38 | 10% | 3.8 | 447929
[11 empty] | ACCU-11 | 1 | Dwelling Units | Mitsubishi | PUHY-EP120TNU-A1 | Commercial VRF heatpump >5 tons | 9 | 43 | 325 | 19 | 43 | 10% | 4.3 | 506867
[11 empty] | ACCU-13 | 1 | Dwelling Units | Mitsubishi | PUHY-EP96TNU-A1 | Commercial VRF heatpump >5 tons | 8 | 39 | 325 | 19 | 39 | 10% | 3.9 | 459716
[11 empty] | ACCU-C-1,2,3 | 3 | Ammenity/ BoH | Mitsubishi | MXZ-SM36NAM2-U1 | Split 1:1 | 3 | 23 | 200 | 1 | 69 | 2% | 1.4 | 162674
[11 empty] | ACCU-R-1 | 1 | Ammenity/ BoH | Mitsubishi | MXZ-SM36NAM2-U1 | Split 1:1 | 3 | 23 | 200 | 1 | 23 | 2% | 0.5 | 54225
Daniel Nielsen, dnielsen@dagherengineering.com | 73014 | The Beacon | 421 East 120th Street | 1018080008 | Extremely Low & Low-Income Affordability (ELLA) | N/A | Adaptive Reuse and Addition | Community Facility Portion | 2025-12-25 | CONFIRMED | ACCU-R-1 | 1 | Community | Mitsubishi | PURY-EP96TNU-A1 | Commercial VRF heatpump >5 tons | 8 | 42 | 300 | 32 | 42 | 10% | 4.2 | 495079
[11 empty] | ACCU-R-2,3 | 2 | Community | Mitsubishi | PURY-EP72TNU-A1 | Commercial VRF heatpump >5 tons | 6 | 36 | 320 | 24 | 72.92 | 10% | 7.3 | 859552
[11 empty] | ACCU-R-4 | 1 | Community | Mitsubishi | PURY-EP72TNU-A1 | Commercial VRF heatpump >5 tons | 6 | 35 | 250 | 8 | 35 | 10% | 3.5 | 412566
[11 empty] | ACCU-R-5,7 | 2 | Community | Mitsubishi | PURY-EP72TNU-A1 | Commercial VRF heatpump >5 tons | 6 | 32 | 230 | 16 | 64 | 10% | 6.4 | 754406
[11 empty] | ACCU-R-6 | 1 | Community | Mitsubishi | PURY-EP72TNU-A1 | Commercial VRF heatpump >5 tons | 6 | 36 | 400 | 8 | 36 | 10% | 3.6 | 424354
[11 empty] | ACCU-R-8,11 | 2 | Community | Mitsubishi | PURY-EP72TNU-A1 | Commercial VRF heatpump >5 tons | 6 | 35 | 200 | 8 | 69 | 10% | 6.9 | 813344
[11 empty] | ACCU-R-9 | 1 | Community | Mitsubishi | MXR-SM48NAM2-U1 | Multi-Split VRF >3 IDUs | 4 | 22 | 330 | 8 | 22 | 6% | 1.3 | 155597
[11 empty] | ACCU-R-10 | 1 | Community | Mitsubishi | PURY-EP96TNU-A1 | Commercial VRF heatpump >5 tons | 8 | 35 | 300 | 32 | 35 | 10% | 3.5 | 412566
[11 empty] | ACCU-R-12 | 1 | Community | Mitsubishi | MXR-SM36NAMHZ2-U1 | Multi-Split VRF >3 IDUs | 3 | 22 | 300 | 8 | 22 | 6% | 1.3 | 155597
[11 empty] | ACCU-R-13 | 1 | Community | Mitsubishi | PURY-EP72TNU-A1 | Commercial VRF heatpump >5 tons | 6 | 32 | 220 | 8 | 32 | 10% | 3.2 | 377203
[11 empty] | ACCU-R-14 | 1 | Community | Mitsubishi | PURY-EP72TNU-A1 | Commercial VRF heatpump >5 tons | 6 | 34 | 320 | 8 | 34 | 10% | 3.4 | 400778
[11 empty] | ACCU-R-15 | 1 | Community | Mitsubishi | PURY-EP72TNU-A1 | Commercial VRF heatpump >5 tons | 6 | 30 | 220 | 16 | 30 | 10% | 3 | 353628
[11 empty] | ACCU-R-16,17 | 2 | Community | Mitsubishi | PURY-EP72TNU-A1 | Commercial VRF heatpump >5 tons | 6 | 29 | 200 | 8 | 58 | 10% | 5.8 | 683681
[11 empty] | ACCU-R-18 | 1 | Community | Mitsubishi | PURY-EP96TNU-A1 | Commercial VRF heatpump >5 tons | 8 | 40 | 400 | 8 | 40 | 10% | 4 | 471504
[11 empty] | ACCU-R-19 | 1 | Community | Mitsubishi | PURY-EP96TNU-A1 | Commercial VRF heatpump >5 tons | 8 | 40 | 200 | 8 | 40 | 10% | 4 | 471504
[11 empty] | ACCU-R-20,22 | 2 | Community | Mitsubishi | PURY-EP72TNU-A1 | Commercial VRF heatpump >5 tons | 6 | 30 | 180 | 8 | 60 | 10% | 6 | 707256
[11 empty] | ACCU-R-21 | 1 | Community | Mitsubishi | PURY-EP72TNU-A1 | Commercial VRF heatpump >5 tons | 6 | 28 | 320 | 8 | 28 | 10% | 2.8 | 330053
[11 empty] | ACCU-R-23 | 1 | Community | Mitsubishi | PURY-EP72TNU-A1 | Commercial VRF heatpump >5 tons | 6 | 28 | 300 | 8 | 28 | 10% | 2.8 | 330053
[11 empty] | ACCU-R-24,25 | 2 | Community | Mitsubishi | PURY-EP144TNU-A1 | Commercial VRF heatpump >5 tons | 12 | 42 | 120 | 24 | 84 | 10% | 8.4 | 990158
[11 empty] | ACCU-R-26 | 1 | Community | Mitsubishi | PURY-EP72TNU-A1 | Commercial VRF heatpump >5 tons | 6 | 26 | 130 | 24 | 26 | 10% | 2.6 | 306478
[11 empty] | ACCU-R-27 | 1 | Community | Mitsubishi | MXR-SM60NAM2-U1 | Commercial VRF heatpump >5 tons | 5 | 28 | 390 | 40 | 28 | 10% | 2.8 | 330053
[11 empty] | ACCU-R-28 | 1 | Community | Mitsubishi | PURY-EP192TNU-A1 | Commercial VRF heatpump >5 tons | 16 | 50 | 150 | 32 | 50 | 10% | 5 | 589380
[11 empty] | ACCU-R-29 | 1 | Community | Mitsubishi | PURY-EP240TNU-A1 | Commercial VRF heatpump >5 tons | 20 | 50 | 120 | 40 | 50 | 10% | 5 | 589380
[11 empty] | ACCU-EMR-1 | 1 | Community | Mitsubishi | PUZ-A24HNHA4 | Split 1:1 | 2 | 12 | 10 | 8 | 12 | 2% | 0.2 | 28291
[11 empty] | ACCU-6-4 | 1 | Community | Mitsubishi | PUZ-A24HNHA4 | Split 1:1 | 2 | 12 | 60 | 8 | 12 | 2% | 0.2 | 28291
Daniel Nielsen, dnielsen@dagherengineering.com | 75039 | Archer Tower Phase 2 | 163-25 Archer Avenue, Jamaica, 11433 | 4-110151-0065 | Voluntary Inclusionary Housing (VIH) |  | New Construction | 400 | 2025-06-25 | Confirmed | ACCU-R-1,45,68 | 3 | Dwelling Units | Daikin | RXYQ168xatja | Commercial VRF heatpump >5 tons | 14 | 39 | 250 | 88 | 115.5 | 10% | 11.6 | 1361468
[11 empty] | ACCU-R-5,80 | 2 | Dwelling Units | Daikin | RXYQ168xatja | Commercial VRF heatpump >5 tons | 14 | 39 | 310 | 72 | 77 | 10% | 7.7 | 907645
[11 empty] | ACCU-R-2,14,28,30,32,38,42,44,50,56 | 10 | Dwelling Units | Daikin | RXYQ120xatja | Commercial VRF heatpump >5 tons | 10 | 46 | 400 | 80 | 460 | 10% | 46 | 5422296
[11 empty] | ACCU-R-15,17,27,31,41,43,49,53,55 | 9 | Dwelling Units | Daikin | RXYQ120xatja | Commercial VRF heatpump >5 tons | 10 | 33 | 250 | 88 | 297 | 10% | 29.7 | 3500917
[11 empty] | ACCU-R-78 | 1 | Dwelling Units | Daikin | RXYQ120xatja | Commercial VRF heatpump >5 tons | 10 | 32 | 250 | 72 | 32 | 10% | 3.2 | 377203
[11 empty] | ACCU-R-3,9,13,74,76, | 5 | Dwelling Units | Daikin | RXYQ096xatja | Commercial VRF heatpump >5 tons | 8 | 31 | 330 | 72 | 155 | 10% | 15.5 | 1827078
[11 empty] | ACCU-R-4,8,10,12,16,18,24,26,34,36,40,46,48,52,54,60,63,69,71 | 19 | Dwelling Units | Daikin | RXYQ096xatja | Commercial VRF heatpump >5 tons | 8 | 41 | 520 | 80 | 769.5 | 10% | 77 | 9070558
[11 empty] | ACCU-R-7,11,23,25,33,35,39,47,51,59,62,70 | 12 | Dwelling Units | Daikin | RXYQ096xatja | Commercial VRF heatpump >5 tons | 8 | 32 | 250 | 88 | 384 | 10% | 38.4 | 4526438
[11 empty] | ACCU-R-86 | 1 | Dwelling Units | Daikin | RXYQ096xatja | Commercial VRF heatpump >5 tons | 8 | 42 | 600 | 80 | 42 | 10% | 4.2 | 495079
[11 empty] | ACCU-R-6,20,22,58,65,67,73,85 | 8 | Dwelling Units | Daikin | RXYQ192xatja | Commercial VRF heatpump >5 tons | 16 | 67 | 480 | 80 | 532.8 | 10% | 53.3 | 6280433
[11 empty] | ACCU-R-84 | 1 | Dwelling Units | Daikin | RXYQ192xatja | Commercial VRF heatpump >5 tons | 16 | 56 | 250 | 72 | 55.6 | 10% | 5.6 | 655391
[11 empty] | ACCU-R-19,66 | 2 | Dwelling Units | Daikin | RXYQ216xatja | Commercial VRF heatpump >5 tons | 18 | 56 | 250 | 88 | 111 | 10% | 11.1 | 1308424
[11 empty] | ACCU-R-21,29,37,57,64,72 | 6 | Dwelling Units | Daikin | RXYQ144xatja | Commercial VRF heatpump >5 tons | 12 | 38 | 310 | 88 | 228 | 10% | 22.8 | 2687573
[11 empty] | ACCU-R-81 | 1 | Dwelling Units | Daikin | RXYQ144xatja | Commercial VRF heatpump >5 tons | 12 | 52 | 560 | 64 | 52 | 10% | 5.2 | 612955
[11 empty] | ACCU-R-61,75 | 2 | Dwelling Units | Daikin | RXYQ072xatja | Commercial VRF heatpump >5 tons | 6 | 18 | 160 | 48 | 36 | 10% | 3.6 | 424354
[11 empty] | ACCU-R-77,79 | 2 | Dwelling Units | Daikin | RXYQ072xatja | Commercial VRF heatpump >5 tons | 6 | 30 | 400 | 64 | 60 | 10% | 6 | 707256
[11 empty] | ACCU-R-82 | 1 | Dwelling Units | Daikin | RXYQ072xatja | Commercial VRF heatpump >5 tons | 6 | 18 | 100 | 32 | 18 | 10% | 1.8 | 212177
[11 empty] | ACCU-R-83 | 1 | Dwelling Units | Daikin | RXYQ072xatja | Commercial VRF heatpump >5 tons | 6 | 29 | 400 | 40 | 29 | 10% | 2.9 | 341840
[11 empty] | ACCU-T-1 | 1 | Ammenity/ BoH | Daikin | RZQ24TAVJUA | Split 1:1 | 2 | 10 | 10 | 8 | 10 | 2% | 0.2 | 23576
[11 empty] | ACCU-EJ-1 | 1 | Ammenity/ BoH | Daikin | RZQ24TAVJUA | Split 1:1 | 2 | 10 | 270 | 8 | 10 | 2% | 0.2 | 23576
[11 empty] | ACCU-EMR-1 | 1 | Ammenity/ BoH | Daikin | RZQ24TAVJUA | Split 1:1 | 2 | 10 | 225 | 8 | 10 | 2% | 0.2 | 23576
[11 empty] | ACCU-1-1, ACCU-4 | 2 | Commercial/retail | Daikin | REYQ120AATJB | Commercial VRF Heat Recovery >5 tons | 10 | 56 | 440 | 72 | 112 | 10% | 11.2 | 1320211
[11 empty] | ACCU-1-CF | 1 | Commercial/retail | Daikin | REYQ072AATJB | Commercial VRF Heat Recovery >5 tons | 6 | 30 | 520 | 24 | 30 | 10% | 3 | 353628
[11 empty] | ACCU-4 | 1 | Ammenity/ BoH | Daikin | REYQ120AATJB | Commercial VRF Heat Recovery >5 tons | 10 | 45 | 450 | 16 | 45 | 10% | 4.5 | 530442
[11 empty] | ACCU-10 | 1 | Ammenity/ BoH | Daikin | REYQ120AATJB | Commercial VRF Heat Recovery >5 tons | 10 | 56 | 360 | 16 | 56 | 10% | 5.6 | 660106
Daniel Nielsen, dnielsen@dagherengineering.com | 73014 | The Beacon | 413 East 120th Street | 1018080008 | Extremely Low & Low-Income Affordability (ELLA) | N/A | New Construction | 282 | 2025-12-25 |  | ACCU-1 | 1 | Ammenity/ BoH | Mitsubishi | PURY-EP72TNU-A | Commercial VRF heatpump >5 tons | 6 | 32 | 200 | 24 | 32.18 | 10% | 3.2 | 379325
[11 empty] | ACCU-2 | 1 | Ammenity/ BoH | Mitsubishi | PURY-EP72TNU-A | Commercial VRF heatpump >5 tons | 6 | 32 | 230 | 40 | 32.24 | 10% | 3.2 | 380032
[11 empty] | ACCU-3 | 1 | Ammenity/ BoH | Mitsubishi | PURY-EP144TNU-A | Commercial VRF heatpump >5 tons | 12 | 69 | 386 | 32 | 68.92 | 10% | 6.9 | 812401
[11 empty] | ACCU-4 | 1 | Ammenity/ BoH | Mitsubishi | PURY-EP72TNU-A | Commercial VRF heatpump >5 tons | 6 | 25 | 99 | 16 | 24.61 | 10% | 2.5 | 290093
[11 empty] | ACCU-L-1 | 1 | Ammenity/ BoH | Mitsubishi | PURY-EP120TNU-A | Commercial VRF heatpump >5 tons | 10 | 41 | 327 | 54 | 41.07 | 10% | 4.1 | 484117
[11 empty] | ACCU-L-2 | 1 | Ammenity/ BoH | Mitsubishi | PURY-EP120TNU-A | Commercial VRF heatpump >5 tons | 10 | 41 | 327 | 54 | 41.07 | 10% | 4.1 | 484117
[11 empty] | ACCU-L-3 | 1 | Ammenity/ BoH | Mitsubishi | PURY-EP120TNU-A | Commercial VRF heatpump >5 tons | 10 | 35 | 241 | 48 | 35.46 | 10% | 3.5 | 417988
[11 empty] | ACCU-EMR-1, ACCU-TR-1, ACCU-R-1 | 3 | Ammenity/ BoH | Mitsubishi | PUZ-A24NHA4 | Split 1:1 | 2 | 8 | 50 | 8 | 24 | 2% | 0.5 | 56582
Sam Douglas, sdouglas@handelarchitects.com | 75525 | Ridge Street Senior Apartments | 145 Broome Street | 134162 | Senior Affordable Rental Apartments (SARA) | FHI | New Construction | 191 | 2025-06-25 | CONFIRMED | ACCU-REFUGE1 | 1 | Ammenity/ BoH | LG | ARUM072BTE5 | Commercial VRF heatpump >5 tons | 6 | 24 | 179 | 5 | 23.71 | 10% | 2.4 | 279484
[11 empty] | ACCU-REFUGE2 | 1 | Ammenity/ BoH | LG | ARUM096BTE5 | Commercial VRF heatpump >5 tons | 8 | 37 | 251 | 8 | 36.72 | 10% | 3.7 | 432841
[11 empty] | ACCU-CELLAR | 1 | Ammenity/ BoH | LG | ARUM096BTE5 | Commercial VRF heatpump >5 tons | 8 | 50 | 201 | 5 | 49.62 | 10% | 5 | 584901
[11 empty] | ACCU-LAUNDRY | 1 | Ammenity/ BoH | LG | ARUN048GSS4 | Split 1:1 | 4 | 15 | 201 | 2 | 15.14 | 2% | 0.3 | 35694
[11 empty] | ACCU-COMPACTOR | 1 | Ammenity/ BoH | LG | ARUN038GSS4 | Split 1:1 | 3 | 15 | 201 | 2 | 15.14 | 2% | 0.3 | 35694
[11 empty] | ACCU-1 | 1 | Commercial/retail | LG | ARUM072BTE5 | Commercial VRF heatpump >5 tons | 6 | 29 | 304 | 8 | 29.34 | 10% | 2.9 | 345848
[11 empty] | ACCU-EQUIP-C | 1 | Ammenity/ BoH | LG | ARUN048GSS4 | Multi-Split VRF >3 IDUs | 4 | 19 | 309 | 11 | 18.56 | 6% | 1.1 | 131267
[11 empty] | ACCU-ATS-EMR | 1 | Ammenity/ BoH | LG | LSN120HSV5 | Split 1:1 | 1 | 2 | 10 | 2 | 2.2 | 2% | 0 | 5187
[11 empty] | ACCU-EMR3 | 1 | Ammenity/ BoH | LG | LSN120HSV5 | Split 1:1 | 1 | 2 | 10 | 2 | 2.2 | 2% | 0 | 5187
Jose Taveras, taverasj@hpd.nyc.gov | 73354 | 1139 Webster Ave | 1139 Webster Ave | 2242621 | Supportive Housing Loan Program (SHLP) | N/A | New Construction | 72 | 2025-03-25 | Confirmed | CU-3,4,5,6 | 4 | Dwelling Units | Daikin | RXYQ72xatja | Commercial VRF heatpump >5 tons | 6 | 60 | 600 | 12 | 240 | 10% | 24 | 2829024
[12 empty] | 1 | Community | Daikin | RXYQ72xatja | Commercial VRF heatpump >5 tons | 8 | 80 | 600 | 9 | 80 | 10% | 8 | 943008
[11 empty] | CU-3,4,5,6 | 2 | Dwelling Units | Daikin | RXYQ72xatja | Commercial VRF heatpump >5 tons | 6 | 60 | 600 | 12 | 120 | 10% | 12 | 1414512
[12 empty] | 1 | Ammenity/ BoH | Daikin | RXYQ72xatja | Multi-Split w/ 2 or less IDUs | 7 | 80 | 600 | 5 | 80 | 2% | 1.6 | 188608
[11 empty] | ACCU-BK-3,5,6,7,8,9 | 6 | Dwelling Units | Mitsubishi Electric | TUHYE1443AN40AN | Commercial VRF heatpump >5 tons | 12 | 55 | 655 | 50 | 330 | 10% | 33 | 3889908
[21 empty] | 0 | 0% | 0 | -
[11 empty] | ACCU-BK-2,4 | 2 | Dwelling Units | Mitsubishi Electric | TUHYE1683AN40AN | Commercial VRF heatpump >5 tons | 14 | 64 | 700 | 50 | 128 | 10% | 12.8 | 1508813
[21 empty] | 0 | 0% | 0 | -
[11 empty] | ACCU-BK-1-1 | 1 | BOH | Mitsubishi Electric | TURYE0723AN40AN | Commercial VRF Heat Recovery >5 tons | 6 | 30 | 160 | 14 | 30 | 10% | 3 | 353628
[21 empty] | 0 | 0% | 0 | -
[11 empty] | ACCU-BK-1-2 | 2 | BOH | Mitsubishi Electric | TURYE1683AN40AN | Commercial VRF Heat Recovery >5 tons | 14 | 63 | 170 | 22 | 126 | 10% | 12.6 | 1485238
[21 empty] | 0 | 0% | 0 | -
[11 empty] | ACCU-EMR | 1 | BOH | Mitsubishi Electric | PUZ-A24NHA7 | Split 1:1 | 2 | 8 | 40 | 4 | 8 | 2% | 0.2 | 18861
Dominic Colangelo, DColangelo@mutualhousingny.org |  | MHANY Bronx Cluster HDFC | 416 E 138th Street | 2822128 | Homeless Housing Strategic Initiatives (HHSI) | electrification pilot | Sub/Gut Rehab | 20 | July, 2025 | Yes | ACCU-A | 4 | Dwelling Units | LG | ARUM048GSS5 | Multi-Split VRF >3 IDUs | 4 | 14 | 175 | 8 | 56 | 6% | 3.4 | 396066 | MHANY Bronx Cluster is a project in NSYERDA’s electrification pilot program that has received all DOB and BLDS approvals for VRF systems designed with the old refrigerant. It would not be fiscally feasible for the project to redesign with equipment for the new refrigerant. Please see MHANY’s variance application attached.
[11 empty] | ACCU-A | 4 | Community | LG | ARUM048GSS5 | Multi-Split VRF >3 IDUs | 4 | 14 | 175 | 8 | 56 | 6% | 3.4 | 396066
[11 empty] | ACCU-A | 4 | Dwelling Units | LG | ARUM048GSS5 | Multi-Split VRF >3 IDUs | 4 | 14 | 175 | 8 | 56 | 6% | 3.4 | 396066
[11 empty] | ACCU-A | 2 | Dwelling Units | LG | ARUM060GSS5 | Multi-Split VRF >3 IDUs | 5 | 17 | 240 | 10 | 34 | 6% | 2 | 240468
[11 empty] | ACCU-A | 4 | Dwelling Units | LG | ARUM060GSS5 | Multi-Split VRF >3 IDUs | 5 | 17 | 240 | 10 | 68 | 6% | 4.1 | 480937
[11 empty] | ACCU-B | 3 | Dwelling Units | LG | ARUM048GSS5 | Multi-Split VRF >3 IDUs | 4 | 14 | 175 | 8 | 42 | 6% | 2.5 | 297049
Zulekha Inayat, zinayat@brpcompanies.com | 64898 | LA CENTRAL/BRONXCHESTER, BUILDINGS C & E | 625 Brook Ave, Bronx. NY | 2023610026 | Extremely Low & Low-Income Affordability (ELLA) | N/A | New Construction | 166 | 2025-04-25 | Yes | ACCU-1,2,4,5 | 4 | Dwelling Units | Mitsubishi | PUHY-P72TNU-A | Multi-Split VRF >3 IDUs | 4 | 32 | 400 | 35 | 126.8 | 6% | 7.6 | 896806
[11 empty] | ACCU-3 | 1 | Dwelling Units | Mitsubishi | PUHY-P72TNU-A | Multi-Split VRF >3 IDUs | 4 | 30 | 340 | 29 | 30 | 6% | 1.8 | 212178
[11 empty] | ACCU-6 | 1 | Dwelling Units | Mitsubishi | PUHY-P72TNU-A | Multi-Split VRF >3 IDUs | 4 | 36 | 530 | 47 | 36.2 | 6% | 2.2 | 256028
[11 empty] | ACCU-7 | 1 | Dwelling Units | Mitsubishi | PUHY-P96TNU-A | Commercial VRF heatpump >5 tons | 6 | 48 | 620 | 55 | 48 | 10% | 4.8 | 565805
[11 empty] | ACCU-8,9,18 | 3 | Dwelling Units | Mitsubishi | PUHY-P120TNU-A | Commercial VRF heatpump >5 tons | 7 | 56 | 770 | 71 | 168 | 10% | 16.8 | 1980317
[11 empty] | ACCU-10,11,12,13,14 | 5 | Dwelling Units | Mitsubishi | PUHY-P72TNU-A | Multi-Split VRF >3 IDUs | 4 | 34 | 450 | 35 | 170 | 6% | 10.2 | 1202342
[11 empty] | ACCU-15 | 1 | Dwelling Units | Mitsubishi | PUHY-P72TNU-A | Multi-Split VRF >3 IDUs | 4 | 38 | 580 | 47 | 38 | 6% | 2.3 | 268759
[11 empty] | ACCU-16 | 1 | Dwelling Units | Mitsubishi | PUHY-P120TNU-A | Commercial VRF heatpump >5 tons | 7 | 59 | 830 | 71 | 59 | 10% | 5.9 | 695468
[11 empty] | ACCU-17 | 1 | Dwelling Units | Mitsubishi | PUHY-P120TNU-A | Commercial VRF heatpump >5 tons | 7 | 59 | 820 | 71 | 59 | 10% | 5.9 | 695468
[11 empty] | ACCU-R-1,2 | 2 | Commercial/retail | Mitsubishi | PURY-P96TNU-A | Commercial VRF heatpump >5 tons | 9 | 43 | 200 | 5 | 86 | 10% | 8.6 | 1013734
[11 empty] | ACCU-R-3 | 1 | Commercial/retail | Mitsubishi | PURY-P72TNU-A | Commercial VRF heatpump >5 tons | 7 | 37 | 200 | 5 | 37 | 10% | 3.7 | 436141
[11 empty] | ACCU-EL-1,2 | 2 | Ammenity/ BoH | Mitsubishi | PUZ-A24NHA7 | Split 1:1 | 2 | 8 | 50 | 1 | 16 | 2% | 0.3 | 37722
[11 empty] | ACCU-AM-13 | 1 | Ammenity/ BoH | Mitsubishi | PUMY-P48NKMU2 | Multi-Split w/ 2 or less IDUs | 2 | 19 | 80 | 3 | 19 | 2% | 0.4 | 44794
[11 empty] | ACCU-C-1 | 1 | Ammenity/ BoH | Mitsubishi | PUHY-P96TNU-A | Commercial VRF heatpump >5 tons | 5 | 40 | 315 | 5 | 40 | 10% | 4 | 471504
[11 empty] | ACCU-1-1 | 1 | Ammenity/ BoH | Mitsubishi | PURY-P168TNU-A | Commercial VRF heatpump >5 tons | 9 | 88 | 835 | 22 | 88 | 10% | 8.8 | 1037309
[11 empty] | ACCU-ERV-1,2 | 2 | Ammenity/ BoH | Mitsubishi | PURY-P192TSNU-A | Commercial VRF heatpump >5 tons | 18 | 61 | 50 | 5 | 122 | 10% | 12.2 | 1438087
[11 empty] | ACCU-1,11,26 | 3 | Dwelling Units | Mitsubishi | PUHY-P120TNU-A | Commercial VRF heatpump >5 tons | 10 | 46 | 370 | 31 | 138 | 10% | 13.8 | 1626689
[11 empty] | ACCU-2 | 1 | Dwelling Units | Mitsubishi | PUHY-P240TSNU-A | Commercial VRF heatpump >5 tons | 19 | 92 | 945 | 79 | 92 | 10% | 9.2 | 1084459
[11 empty] | ACCU-3 | 1 | Dwelling Units | Mitsubishi | PUHY-EP192TNU-A | Commercial VRF heatpump >5 tons | 16 | 64 | 540 | 47 | 64 | 10% | 6.4 | 754406
[11 empty] | ACCU-4 | 1 | Dwelling Units | Mitsubishi | PUHY-P192TSNU-A | Commercial VRF heatpump >5 tons | 16 | 82 | 530 | 47 | 82 | 10% | 8.2 | 966583
[11 empty] | ACCU-5,12 | 2 | Dwelling Units | Mitsubishi | PUHY-P120TNU-A | Commercial VRF heatpump >5 tons | 10 | 44 | 410 | 31 | 88 | 10% | 8.8 | 1037309
[11 empty] | ACCU-6,7 | 2 | Dwelling Units | Mitsubishi | PUHY-P168TNU-A | Commercial VRF heatpump >5 tons | 13 | 59 | 580 | 47 | 118 | 10% | 11.8 | 1390937
[11 empty] | ACCU-8 | 1 | Dwelling Units | Mitsubishi | PUHY-P216TSNU-A | Commercial VRF heatpump >5 tons | 18 | 86 | 710 | 63 | 86 | 10% | 8.6 | 1013734
[11 empty] | ACCU-9 | 1 | Dwelling Units | Mitsubishi | PUHY-P216TSNU-A | Commercial VRF heatpump >5 tons | 17 | 88 | 784 | 63 | 88 | 10% | 8.8 | 1037309
[11 empty] | ACCU-10 | 1 | Dwelling Units | Mitsubishi | PUHY-P168TNU-A | Commercial VRF heatpump >5 tons | 13 | 60 | 580 | 47 | 60 | 10% | 6 | 707256
[11 empty] | ACCU-13,22,27 | 3 | Dwelling Units | Mitsubishi | PUHY-EP144TNU-A | Commercial VRF heatpump >5 tons | 12 | 58 | 490 | 39 | 174 | 10% | 17.4 | 2051042
[11 empty] | ACCU-14 | 1 | Dwelling Units | Mitsubishi | PUHY-P288TSNU-A | Commercial VRF heatpump >5 tons | 23 | 148 | 1205 | 99 | 148 | 10% | 14.8 | 1744565
[11 empty] | ACCU-15 | 1 | Dwelling Units | Mitsubishi | PUHY-EP192TNU-A | Commercial VRF heatpump >5 tons | 15 | 73 | 625 | 47 | 73 | 10% | 7.3 | 860495
[11 empty] | ACCU-16 | 1 | Dwelling Units | Mitsubishi | PUHY-EP192TSNU-A | Commercial VRF heatpump >5 tons | 15 | 72 | 665 | 47 | 72 | 10% | 7.2 | 848707
[11 empty] | ACCU-17 | 1 | Dwelling Units | Mitsubishi | PUHY-P120TNU-A | Commercial VRF heatpump >5 tons | 10 | 52 | 495 | 31 | 52 | 10% | 5.2 | 612955
[11 empty] | ACCU-18,19 | 2 | Dwelling Units | Mitsubishi | PUHY-P144TNU-A | Commercial VRF heatpump >5 tons | 11 | 60 | 605 | 41 | 120 | 10% | 12 | 1414512
[11 empty] | ACCU-20 | 1 | Dwelling Units | Mitsubishi | PUHY-P96TNU-A | Commercial VRF heatpump >5 tons | 8 | 45 | 575 | 39 | 45 | 10% | 4.5 | 530442
[11 empty] | ACCU-21 | 1 | Dwelling Units | Mitsubishi | PUHY-EP144TNU-A | Commercial VRF heatpump >5 tons | 12 | 62 | 725 | 59 | 62 | 10% | 6.2 | 730831
[11 empty] | ACCU-23 | 1 | Dwelling Units | Mitsubishi | PUHY-P144TNU-A | Commercial VRF heatpump >5 tons | 12 | 54 | 595 | 49 | 54 | 10% | 5.4 | 636530
[11 empty] | ACCU-24 | 1 | Dwelling Units | Mitsubishi | PUHY-P120TNU-A | Commercial VRF heatpump >5 tons | 10 | 44 | 400 | 29 | 44 | 10% | 4.4 | 518654
[11 empty] | ACCU-25 | 1 | Dwelling Units | Mitsubishi | PUHY-P72TNU-A | Commercial VRF heatpump >5 tons | 6 | 25 | 180 | 9 | 25 | 10% | 2.5 | 294690
[11 empty] | ACCU-28 | 1 | Dwelling Units | Mitsubishi | PUHY-P120TNU-A | Commercial VRF heatpump >5 tons | 10 | 39 | 360 | 29 | 39 | 10% | 3.9 | 459716
[11 empty] | ACCU-29,30 | 2 | Dwelling Units | Mitsubishi | PUHY-P72TNU-A | Commercial VRF heatpump >5 tons | 6 | 28 | 250 | 19 | 56 | 10% | 5.6 | 660106
[11 empty] | ACCU-31 | 1 | Dwelling Units | Mitsubishi | PUHY-P144TNU-A | Commercial VRF heatpump >5 tons | 12 | 38 | 215 | 19 | 38 | 10% | 3.8 | 447929
[11 empty] | ACCU-AMENITY-ROOF | 1 | Ammenity/ BoH | Mitsubishi | PURY-EP192TNU-A | Commercial VRF heatpump >5 tons | 15 | 88 | 800 | 16 | 88 | 10% | 8.8 | 1037309
[11 empty] | ACCU-R-1,2,3 | 3 | Commercial/retail | Mitsubishi | PURY-P144TNU-A | Commercial VRF heatpump >5 tons | 12 | 49 | 0 | 14 | 147 | 10% | 14.7 | 1732777
[11 empty] | ACCU-AMENITY1 | 1 | Ammenity/ BoH | Mitsubishi | PUHY-EP144TNU-A | Commercial VRF heatpump >5 tons | 12 | 35 | 205 | 5 | 35 | 10% | 3.5 | 412566
[11 empty] | ACCU-AMENITY2 | 1 | Ammenity/ BoH | Mitsubishi | PUHY-EP144TNU-A | Commercial VRF heatpump >5 tons | 12 | 48 | 250 | 9 | 48 | 10% | 4.8 | 565805
[11 empty] | ACCU-14-1 | 1 | Ammenity/ BoH | Mitsubishi | PUZ-A12NKA7 | Split 1:1 | 1 | 4 | 50 | 1 | 4.4 | 2% | 0.1 | 10373
[11 empty] | ACCU-EL-1 | 1 | Ammenity/ BoH | Mitsubishi | PUZ-A24NKA7 | Split 1:1 | 2 | 8 | 50 | 1 | 8 | 2% | 0.2 | 18861
Jennifer Yang, jyang@maparchitects.com | 68224 | Livonia C2 | 372 Livonia Avenue | BK-3812-19 | Supportive Housing Loan Program (SHLP) | FHI | New Construction | 82 | 2025-12-24 |  | ACCU-R-1 | 1 | Dwelling Units | LG | ARUM264BTE5 | Commercial VRF heatpump >5 tons | 22 | 74 | 195 | 21 | 74 | 10% | 7.4 | 872282 | Project Closed on 12/20/2024 Construction permit pulled: 2/6/2025
[11 empty] | ACCU-R-2 | 1 | Dwelling Units | LG | ARUM336BTE5 | Commercial VRF heatpump >5 tons | 28 | 97 | 205 | 31 | 97 | 10% | 9.7 | 1143397
[11 empty] | ACCU-R-3 | 1 | Dwelling Units | LG | ARUM144BTE5 | Commercial VRF heatpump >5 tons | 12 | 44 | 163 | 17 | 44 | 10% | 4.4 | 518654
[11 empty] | ACCU-R-4 | 1 | Dwelling Units | LG | ARUM216BTE5 | Commercial VRF heatpump >5 tons | 18 | 61 | 163 | 19 | 61 | 10% | 6.1 | 719044
[11 empty] | ACCU-R-5 | 1 | Dwelling Units | LG | ARUM216BTE5 | Commercial VRF heatpump >5 tons | 18 | 63 | 170 | 20 | 63 | 10% | 6.3 | 742619
[11 empty] | ACCU-C-1 | 1 | Ammenity/ BoH | LG | ARUM241BTE5 | Commercial VRF Heat Recovery >5 tons | 20 | 71 | 258 | 6 | 71 | 10% | 7.1 | 836920
[11 empty] | ACCU-C-2 | 1 | Ammenity/ BoH | LG | ARUM072BTE5 | Commercial VRF heatpump >5 tons | 6 | 21 | 77 | 2 | 21 | 10% | 2.1 | 247540
[11 empty] | ACCU-C-3 | 1 | Ammenity/ BoH | LG | ARUM072BTE5 | Commercial VRF heatpump >5 tons | 6 | 25 | 106 | 9 | 25 | 10% | 2.5 | 294690
[11 empty] | ACCU-C-5 | 1 | Community | LG | ARUM072BTE5 | Commercial VRF heatpump >5 tons | 6 | 27 | 116 | 1 | 27 | 10% | 2.7 | 318265
[11 empty] | ACCU-EMR | 1 | EMR | LG | LSU243HLV3 | Split 1:1 | 2 | 5 | 8 | 1 | 5 | 2% | 0.1 | 11788
Simeon Maleh, smaleh@gothamorg.com | 73566 | Innovative Urban Village (IUV) Phase 1B | 35 Inspiration Lane (aka 12074 Flatlands Ave), Brooklyn, NY 11236 Segment 3 | (Brooklyn, 04434,01) | Extremely Low & Low-Income Affordability (ELLA) | N/A | New Construction | 453 | 2025-03-25 | Yes | ACC-S3-A (10-1, 10-2, 10-3, 10-6, 10-7, 10-9, 10-9, 10-10, 10-11, 12-2, 12-3, 12-4, 14-1, 14-2, 14-3, 14-5, 14-6, 14-10, 14-11, 15-2, 15-3, 15-8, 15-9) | 25 | Dwelling Units | Daikin | RXYQ72AATJA | Commercial VRF heatpump >5 tons | 6 | 26 | 5231 | 509 | 660.2 | 10% | 66 | 7782174 | Accompanying the variance form is a cover letter from Mike Maybaum, our engineer of record from Cosentini, outlining mechanical system design and key dates. Note that we have already received our mechanical permit and will commence construction immediately following financing. We intend to proceed with the as designed R410-A system but given the timing of the new regulations it makes sense that the IUV Phase 1B project receive a variance that could provide relief from any potential negative regulatory impacts.
[11 empty] | ACC-S3-B (10-4, 10-5, 10-12, 12-1, 12-5, 14-4, 14-7, 14-9, 14-12, 15-4, 15-6) | 10 | Dwelling Units | Daikin | RXYQ96AATJA | Commercial VRF heatpump >5 tons | 8 | 40 | 2074 | 210 | 398.8 | 10% | 39.9 | 4700895
[11 empty] | ACC-S3-D (14-8, 14-1, 15-5, 15-7) | 5 | Dwelling Units | Daikin | RXYQ144AATJA | Commercial VRF heatpump >5 tons | 12 | 37 | 1173 | 111 | 185.33 | 10% | 18.5 | 2184596
[11 empty] | ACC-S3-B (10-12) | 1 | Ammenity/ BoH | Daikin | RXYQ96AATJA | Commercial VRF heatpump >5 tons | 8 | 35 | 161 | 3 | 34.57 | 10% | 3.5 | 407497
[11 empty] | ACC-S3-D (10-13, 10-14) | 2 | Amenity/BOH | Daikin | RXYQ144AATJA | Commercial VRF heatpump >5 tons | 12 | 30 | 321 | 16 | 59.88 | 10% | 6 | 705841
[11 empty] | ACC-S3-15-1 | 1 | Amenity/BOH | Daikin | RXTQ60TBVJUA | Multi-Split w/ 2 or less IDUs | 5 | 16 | 69 | 1 | 16 | 2% | 0.3 | 37722
[11 empty] | ACC-S4-A (12-3, 12-4, 12-7, 12-9, 12-10, 12-12, 12-13, 12-15, 13-2, 13-5, 13-7, 13-9, 13-11, 13-13, 13-14, 13-15, 13-16, 13-19, 13-22, 13-23, 13-24, 13-25, 13-30, 13-31, 13-32, 13-34, 13-37, 13-38) | 29 | Dwelling Units | Daikin | RXYQ72AAYDA | Commercial VRF heatpump >5 tons | 6 | 28 | 6165 | 613 | 812.2401 | 10% | 81.2 | 9574362
[11 empty] | ACC-S4-B (12-1, 12-2, 12-5, 12-6, 12-11, 12-14, 13-1, 13-4, 13-6, 13-8, 13-10, 13-12, 13-17, 13-18, 13-20, 13-21, 13-26, 13-27, 13-28, 13-29, 13-33, 13-35, 13-36) | 23 | Dwelling Units | Daikin | RXYQ96AAYDA | Commercial VRF heatpump >5 tons | 8 | 40 | 4857 | 537 | 931.37 | 10% | 93.1 | 10978618
[11 empty] | ACC-S4-D (13-3) | 1 | Dwelling Units | Daikin | RXYQ144AAYDA | Commercial VRF heatpump >5 tons | 12 | 32 | 209 | 21 | 31.67 | 10% | 3.2 | 373313
[11 empty] | ACC-S4-E (12-8) | 1 | Dwelling Units | Daikin | RXYQ168AAYDA | Commercial VRF heatpump >5 tons | 14 | 49 | 221 | 39 | 48.74 | 10% | 4.9 | 574528
[11 empty] | ACC-S4-A (12-17, 12-19, 12-20, 12-21, 12-22, 12-23) | 6 | Amenity/BOH | Daikin | RXYQ72AAYDA | Commercial VRF heatpump >5 tons | 6 | 27 | 1320 | 18 | 162 | 10% | 16.2 | 1909591
[11 empty] | ACC-S4-D (12-18) | 1 | Amenity/BOH | Daikin | RXYQ144AAYDA | Commercial VRF heatpump >5 tons | 12 | 32 | 221 | 3 | 31.67 | 10% | 3.2 | 373313
[11 empty] | ACC-S4-13-1 | 1 | Amenity/BOH | Daikin | RXTQ60TBVJUA | Multi-Split w/ 2 or less IDUs | 5 | 16 | 62 | 1 | 16 | 2% | 0.3 | 37722
Jeff Fox, jfox@foxymanagement.com | 71840 | Foxy. 70-35 113th Street. Parkway Hospital | 70-35 113th Street, Flushing | 2248228 | Senior Affordable Rental Apartments (SARA) | N/A | Sub/Gut Rehab | 145 | 2025-03-25 | Confirmed | WCCU-R-1 THRU -R-11 | 11 | Dwelling Units | Mitsubishi | PQHY-P144TLMU-A2 | Commercial VRF heatpump >5 tons | 12 | 67 | 8123 | 22 | 737 | 10% | 73.7 | 8687461 | We anticipate closing on HPD funding in the coming weeks (before the end of the 1st quarter) and it would be virtually impossible to redesign the project and get accurate pricing and availability of the to-be-phased-in equipment
[11 empty] | WCCU-R-12 & -R-13 | 2 | Ammenity/ BoH | Mitsubishi | PQHY-P144TLMU-A2 | Commercial VRF heatpump >5 tons | 12 | 69 | 1470 | 4 | 138 | 10% | 13.8 | 1626689
Sandy Calderone, scalderone@ndarchitects.com | 72943 | UPS-1806 Anhony AVE | 1806 Anthony Ave, Bronx NY 10457 | Bronx289208 | Supportive Housing Loan Program (SHLP) | N/A | New Construction | N/A | 2025-06-25 | yes | ACHP-1 | 1 | Lounge Area-Amenity | Daikin | RXTQ36TBVJUB | Multi-Split VRF >3 IDUs | 3 | 8 | 42 | 2 | 7.79 | 6% | 0.5 | 55096 | Our HPD project is expected to close before Q4 2025. We believe our project should be eligible for a variance. The mechanical engineer worked with the HVAC consultant to fill out the spreadsheet.
[8 empty] | N/A |  | yes | ACHP-2 | 1 | Office & Work Station Amenity | Daikin | RXTQ36TBVJUB | Multi-Split VRF >3 IDUs | 3 | 8 | 57 | 4 | 7.81 | 6% | 0.5 | 55237
[8 empty] | N/A |  | yes | ACHP-3 | 1 | Work Stations- Amenity | Daikin | RXTQ36TBVJUB | Multi-Split VRF >3 IDUs | 3 | 9 | 82 | 5 | 8.58 | 6% | 0.5 | 60683
[8 empty] | N/A |  | yes | ACHP-4 | 1 | SUBCELLAR STORAGE- amenity | Daikin | RXTQ48TBVJUB | Multi-Split VRF >3 IDUs | 4 | 11 | 93 | 2 | 11.16 | 6% | 0.7 | 78930
[8 empty] | N/A |  | yes | ACHP-5 | 1 | LOBBY/LAUNDRY/RECEPTION- amenity | Daikin | RXTQ60TBVJUB | Multi-Split VRF >3 IDUs | 5 | 12 | 127 | 2 | 11.51 | 6% | 0.7 | 81406
[8 empty] | 35 |  | yes | ACHP-6 | 1 | Dwelling Units | Daikin | RXYQ312AATJA | Commercial VRF heatpump >5 tons | 26 | 85 | 820 | 35 | 85.14 | 10% | 8.5 | 1003596
[8 empty] | 30 |  | yes | ACHP-7 | 1 | Dwelling Units | Daikin | RXYQ240AATJA | Commercial VRF heatpump >5 tons | 20 | 71 | 659 | 30 | 71.27 | 10% | 7.1 | 840102
[8 empty] | 20 |  | yes | ACHP-8 | 1 | dwelling Units | Daikin | RXYQ240AATJA | Commercial VRF heatpump >5 tons | 20 | 65 | 629 | 30 | 64.73 | 10% | 6.5 | 763011
[8 empty] | 16 |  | yes | ACHP-9 | 1 | Dwelling Units | Daikin | RXYQ192AATJA | Commercial VRF heatpump >5 tons | 16 | 69 | 917 | 24 | 69.41 | 10% | 6.9 | 818177
[8 empty] | 9 |  | yes | ACHP-10 | 1 | Dwelling Units | Daikin | RXYQ96AATJA | Commercial VRF heatpump >5 tons | 8 | 31 | 231 | 11 | 31 | 10% | 3.1 | 365416
Jesse Schwartz, jesse.schwartz@doe.org | 70058 | Doe Fund.1220 Spofford Avenue | 1220 Spofford Avenue Bronx, NY, 10474 | 22765138 | Supportive Housing Loan Program (SHLP) | FHI | New Construction | 86 | 2025-12-25 | Yes | ACCU-1 | 1 | Dwelling Units | Mitsubishi | PUHY-EP216TSNU-A | Commercial VRF heatpump >5 tons | 18 | 92 | 696 | 34 | 92 | 10% | 9.2 | 1084459 | We just learned about this requirement two days ago. Since we're working with SHLP on closing this calendar year, we will be seeking a waiver
[11 empty] | ACCU-2 | 1 | Dwelling Units | Mitsubishi | PUHY-EP240TSNU-A | Commercial VRF heatpump >5 tons | 20 | 45 | 313 | 19 | 44.7 | 10% | 4.5 | 526906
[11 empty] | ACCU-3,4 | 2 | Dwelling Units | Mitsubishi | PUHY-EP144TNU-A | Commercial VRF heatpump >5 tons | 12 | 34 | 190 | 12 | 68 | 10% | 6.8 | 801557
[11 empty] | ACCU-5 | 1 | Dwelling Units | Mitsubishi | PUHY-HP144TSNU-A | Commercial VRF heatpump >5 tons | 12 | 34 | 190 | 12 | 34 | 10% | 3.4 | 400778
[11 empty] | ACCU-6 | 1 | Dwelling Units | Mitsubishi | PUHY-HP144TSNU-A | Commercial VRF heatpump >5 tons | 12 | 35 | 215 | 13 | 35 | 10% | 3.5 | 412566
[11 empty] | ACCU-7 | 1 | Dwelling Units | Mitsubishi | PUHY-HP240TSNU-A | Commercial VRF heatpump >5 tons | 20 | 41 | 315 | 18 | 41 | 10% | 4.1 | 483292
[11 empty] | ACCU-C-1 | 1 | Common Areas | Mitsubishi | PURY-EP240TSNU-A | Commercial VRF Heat Recovery >5 tons | 20 | 88 | 1460 | 16 | 88.1 | 10% | 8.8 | 1038488
[11 empty] | ACCU-EMR | 1 | EMR | Mitsubishi | PUY-A24NHA7 | Split 1:1 | 2 | 8 | 50 | 1 | 8 | 2% | 0.2 | 18861
[11 empty] | ACCU-TELECOM | 1 | TELECOM | Mitsubishi | PUY-A30NHA7 | Split 1:1 | 3 | 9 | 150 | 1 | 9.2 | 2% | 0.2 | 21690
Jiae Azad, jazad@rosecompanies.com | 74359 | Gowanus Green A | 8 5th Street, Brooklyn, NY, 11231 | 34711 | Multifamily Rental: Mixed Income (Mix & Match) | FHI | New Construction | 190 | 2025-12-25 | YES | ACCU-1 | 1 | Community | Mitsubishi | PURY-EP240TSNU-A1 | Commercial VRF Heat Recovery >5 tons | 20 | 110 | 1470 | 21 | 109.97 | 10% | 11 | 1296282
[11 empty] | ACCU-RE-1,2,3,4 | 4 | Commercial/retail | Mitsubishi | PURY-EP120TSNU-A1 | Commercial VRF Heat Recovery >5 tons | 10-ton each | 38 | NA - future | 1 | 150 | 10% | 15 | 1768140
[11 empty] | ACCU-EMR | 1 | Ammenity/ BoH | Mitsubishi | PUY-A24NHA7 | Split 1:1 | 2 | 8 | 50 | 1 | 7.69 | 2% | 0.2 | 18130
[11 empty] | ACCU-TELECOM | 1 | Ammenity/ BoH | Mitsubishi | PUY-A24NHA7 | Split 1:1 | 2 | 8 | 50 | 1 | 7.69 | 2% | 0.2 | 18130
[11 empty] | ACCU-COMMUNITY | 1 | Ammenity/ BoH | Mitsubishi | MXZ-SM48NAM2-U1 | Multi-Split w/ 2 or less IDUs | 4 | 22 | 150 | 2 | 22.49 | 2% | 0.4 | 53022
[11 empty] | ACCU-COMPUTER | 1 | Ammenity/ BoH | Mitsubishi | SUZ-KA12NA2.MX | Split 1:2 | 1 | 3 | 50 | 1 | 2.9 | #N/A | #N/A | #N/A
Anna Boyadjian, AABoyadjian@pmarchitecture.com | 65412 | New Penn Development | 306 Pennsylvania Ave |  | NCP | FHI | New Construction | 100 | 46015 |  | AACU-1 | 1 | Community | Mitsubishi Electric | MXZ-SM60NAM2-U1 | Commercial VRF heatpump >5 tons | 5 | 11 | 70 | 5 | 11 | 10% | 1.1 | 129664
TOTAL: | [20 empty] | 31177.4652 |  |  | 330880649

## List no duplicates (hidden)
In Tracker |  | Submitted but not added
HPD ID | Project Name | HPD ID | Project Name | Pilot/ REDi | Received? | FHI | Received?
69041 | Acacia - Green Hope |  | 1220 Spofford (sent to Jen only?) | 272 E 7th St (HPD Works Name: 272 EAST 7TH STREET.GHPP.FY25) | X | Victory Terrace
65423 | Broadway Triangle Site A |  | Bartlett Crossing | Bronx Family Housing/ BRC | X | 1810 Randall | X
75813 | Ocean Crest |  |  | Bronx Cluster/ MHANY | X | 145 Broome | X
BK_426 | 540 DeGraw Street |  |  | SHF Clusters 3 Rehabs |  | GGD
75039 | Archer Towers 2 |  |  | 1383 Plimpton Ave HDFC |  | WSFSSH
MN_880 | Saint Francis Portfolio.GHPP.FY23 |  |  |  |  | GGA
74080 | WSFSSH - Three Arts Club |  |  |  |  | Melrose Common
69886 | 1727 Amsterdam Ave (aka Hill Top Apartments) |  |  |  |  | 41 1st St.
75540 | 1760 Jerome Avenue |  |  |  |  | Help One
72811 | BX_3522_Vertical-Omnibuild. 1810 Randall Ave |  |  |  |  | La Olazul
70484 | 272 East 7th Street.GHPP.FY25 |  |  |  |  | 1415 Ogden
75241 | 43-12 50th Street |  |  |  |  | Livonia C2 | X
72412 | Highbridge
71238 | BRONX FAMILY HOUSING
BK_01909 | ICL. 161 Emerson Place
68758 | Not On My Watch 19-19 Cornaga Avenue
69022 | 1546 East New York Ave
73014 | The Beacon
75039 | Archer Tower Phase 2
75525 | Ridge Street Senior Apartments
73354 | 1139 Webster Ave
MHANY Bronx Cluster HDFC
64898 | LA CENTRAL/BRONXCHESTER, BUILDINGS C & E
68224 | Livonia C2
73566 | Innovative Urban Village (IUV) Phase 1B
71840 | Foxy. 70-35 113th Street. Parkway Hospital
72943 | UPS-1806 Anhony AVE