## Proforma Active (hidden)
REDi: EB Project Proforma |  |  |  | 0
Project Information |  |  | TAP Summary & Comments
Submittal Type/ Date | 2024-10-02 | Application | To be filled in by TAP |  |  | <----Any critcial comments here, including whether we recommend a scope change, or have questions, if we are sharing an alternate scope, etc. Can also note any contingencies like "we assume that space will be available for DHW tanks" or "pending a chenge to utility billing"
HPD Project ID | 0
Developer | 0
Architect | 0
MEP Engineer | 0
HPD Primary Program | 0
Building Summary
Building Address: | 0 | 0 | 0 | 0 | 0 | <----If there are more than 5 buildings, add columns & reformat
Ownership Type | 0 | 0 | 0 | 0 | 0
Number of Units | 0 | 0 | 0 | 0 | 0
Primary Fuel Type | 0 | 0 | 0 | 0 | 0
Floodprone? | 0 | 0 | 0 | 0 | 0 | `
LL97 Pathway | 0 | 0 | 0 | 0 | 0
Proposed REDi Scope | Scope: | Scope: | Scope: | Scope: | Scope: | <---Erase extraneous buildings
Scope 1: Hot Water Heating | 0 | 0 | 0 | 0 | 0 | <---Flag for Electric Resistance due to costs
Scope 2: Residential Heating | 0 | 0 | 0 | 0 | 0
Scope 2: Commercial Heating (if any) | 0 | 0 | 0 | 0 | 0
Scope 2: Electrical Wiring | 0 | 0 | 0 | 0 | 0 | <---Autofills for Prewar that has Scope 2 and/or cooking
Scope 2: Electrical Panel Upgrade | 0 | 0 | 0 | 0 | 0 | <---Autofills for Prewar that has Scope 2 and/or cooking
Scope 3: Wall Insulation | 0 | 0 | 0 | 0 | 0
| 0 | 0 | 0 | 0 | 0
Scope 3: High Perf. Windows | 0 | 0 | 0 | 0 | 0
Scope 3: Enhanced Ventilation | 0 | 0 | 0 | 0 | 0
Demand Management | 0 | 0 | 0 | 0 | 0
Cooking (not REDi-eligible) | 0 | 0 | 0 | 0 | 0 | <---Not Funded by REDi
Incremental Cost/ bldg1 | #N/A | #N/A | #N/A | #N/A | #N/A
REDi eligibility (does not factor in per/project REDi cap) | #N/A | #N/A | #N/A | #N/A | #N/A | <---For Mitchell Lamas, there isn't a per/ building cap only a per project cap
Estimated Savings from Electrification of Heating & Hot Water (assumes REDi's estimated utility rates)
Est. Heating Cost Savings | #VALUE! | #VALUE! | #VALUE! | #VALUE! | #VALUE! | <---If savings are negative, suggest scope revisions
Est. Hot Water Cost Savings | #VALUE! | #VALUE! | #VALUE! | #VALUE! | #VALUE! | <---If savings are negative, suggest scope revisions
Aggregated Cost Savings | #N/A | #N/A | #N/A | #N/A | #N/A
Est. GHG Reductions2 | #N/A | #N/A | #N/A | #N/A | #N/A
Incentive Summary (Based on Proposed Scope(s) and Incentives for REDi-Funded Buildings)*
REDi Funding Determination | Fund! | Fund! | Fund! | Fund! | Fund!
Incremental Cost1 | 0
Offset Eligibility (displaces REDi) | 0 |  |  |  |  | <-- LL97 Offset Funds will displace REDi to the extent funding is available. This will be done on the PIOL. Not available for Mitchell Lamas
Total REDi Incentives: | 0 |  |  |  |  | <---Now accounts for Mitchell Lamas, which have $3 million per building or campus
Net Incremental Cost after REDi and Offsets3 | 0
#DIV/0!
1. Proposed Scope compared to a Business As Usual (BAU) non-electrification scope |  |  |  | See Page 3 for detailed methodology and assumptions
2. Using LL97 2030 coefficients for electric grid. Reductions will be higher as grid gets cleaner
3. Additional funding for non-REDi buildings may be available thru Clean Heat & AMEEP |  |  |  | Continues on next page --->
Underwriting Owner-Paid Electric Utilities - based on HDC 2025 M&O standards1 Always underwrite to current standards. Items in red may not comply w/ HPD Electric Heating Policy3 | [5 empty] | <---Update Annually, ensure current!
Building Address: | 0 | 0 | 0 | 0 | 0
Hot Water Htg/ Room | #N/A | #N/A | #N/A | #N/A | #N/A
Hot Water Htg Total | Not In Scope | Not In Scope | Not In Scope | Not In Scope | Not In Scope
Who will pay? | N/A | N/A | N/A | N/A | N/A
Space Heating/ Room2 | 0 | 0 | 0 | 0 | 0
Space Heating Total | 0 | 0 | 0 | 0 | 0
Who will pay? | 0 | 0 | 0 | 0 | 0
Owner-Paid Cooling/ Room | 0 | 0 | 0 | 0 | 0
Cooling Total | Not In Scope | Not In Scope | Not In Scope | Not In Scope | Not In Scope
Who will pay? | N/A | N/A | N/A | N/A | N/A | <----Ensure project design allows cooling setup via metering or other
Note: Commercial & Community Spaces are assumed to be paid by commercial tenant and not included in M&O.
1. If expenses are resident-paid (meeting HPD's Electric Heating Policy), use applicable Utilty Allowance and adjust M&O accordingly
2. For Scope 3 projects, M&O for heating is reduced by 20%
3. Click here for information about HPD's Electric Heating Policy, M&O Standards and Utility Allowances
REDi Incentives (Max per DU, will be weighted for unit size) |  |  | M&O Standards for 2025 (cost/ room/ year)* Always use current standard when underwriting |  |  | <---Update Annually, ensure current!
REDi Scope 1: Hot Water | 3000 |  | Hot Water: Gas** |  | 119
REDi Scope 2: Space Heating* | 24000 |  | Hot Water: Electric Resistance |  | 330
Boost: Partial/ Full Elec. Upgrade | $2,000/ $4,000 |  | Hot Water: Electric Heat Pump |  | 187
REDi Scope 3: Base | 4000 |  | Hot Water: Partial Hot Water Electrification |  | TBD, based on %
Boost: Enhanced Insulation | $4,000/ $8,000 |  | Heating: Gas** |  | 221
Boost: Passive House Windows | 2000 |  | Heating: Electric Heat Pump |  | 256
Boost: ERV | 8000 |  | Heating: Electric Heat Pump, Scope 3 |  | 205
Max Incentives for Scope 2+3 | 32000 |  | Heating: Electric Heat Pump, Passive House |  | 153.6
Max Incentives per DU | 35000 |  | Cooling: Apartment Cooling if Owner Paid*** |  | 108
Max Incentives Per Building** | 1250000 |  | Repairs/Replacement for Elec. Buildings |  | Add $100
Max Incentives Per Project** | 2500000 |  | *See HPD Utility Allowances for resident-paid expenses
*PTHPs will be incentived at $14,000/ DU |  |  | **Does not factor in higher costs for gas in Con Ed territory
*PTHPs replacing PTACs will be incentived at $12,000 |  |  | ***Reduce by 20% for Passive House
**Up to $3,000,000 for Mitchell Lama projects
HPD Approvals*
TAP Signature
HPD Director Name
HPD Director Signature
Date
*HPD Program Approval required for REDi participation |  |  |  | Continues on next page --->
Additional information, Resources and Next Steps
HPD REDi webpage w/ FAQs and all required documentation
FAQ-Selecting the Right Type of Heat Pump for your project
redi-process-steps.pdf
Underwriting Electric and High-Performance Buildings
HPD Electric Heating Policy
VRF System Maintenance Plan
Assumptions in this Tool
Estimated Cost savings are estimated based on submitted fuel usage in the IPNA or utility bills, and are calculated based on:
Cost savings are compared to the current building utility costs, but "normalized" to current utility rates
2025 assumptions: $4/ gallon for oil, $1.15/ therm for gas in Nat Grid or $2.35/ therm for gas in Con Ed, $0.30/ kWh for electricity
Assumes Average COP for the selected type of heat pumps for space heating and DHW
Includes additional efficiency measures in scope, including building envelope (space heating) and fixtures/ insulation (DHW)
If project is Passive House, savings will be higher than shown, and project can underwrite to the Passive House M&O.
Cost Assumptions: Incremental Cost of REDi Scope Items (for ease of modeling, most costs are based on SF of floor area)
Costs are estimates only, based on similar projects to date where info is available. They do not include GC markup
VRF: We estimate split system VRF will cost approximately $50/ SF installed, depending on configuration
PTHP: We estimate PTHPs will cost approximately $22/SF installed in existing PTAC sleeves, or $27/ SF otherwise
Central DHW Heat Pump: Assumes $15/ SF installed. CO2 systems assume $25/ SF.
Electric Panel & Wiring: We estimate up to $3.50/ SF for wiring upgrades and $3,000/ apartment for panel upgrades, prewar bldgs only
For Cooking: In SROs, we assume 1 kitchen per floor. For all other unit types, 1 kitchen per apartment is assumed.
Wall Insulation: if selected, assumes ~$5/ building SF for interior insulation/ $20/ building SF for exterior insulation/ EIFS
Windows & Roof only calculated if REDi-eligible (near-Passive House levels of performance)
Ventilation only calculated if ERVs are specified. Exhaust-only is assumed to be "BAU")
Cost Assumptions: Business As Usual non-electrification scope ("BAU") for Sub/ Gut Rehabs
BAU costs are only factored in for REDi-eligible scope items
Heating System: Varies based on existing system. Assumes boiler/ equipment replacement and distribution upgrades.
Cooling: Not assumed/ cost of cooling not factored in
DHW: Assumes $4/ SF to decouple and install standalone gas DHW system, which is assumed to be typical for Sub/ Gut Rehabs
Electric Panel & Wiring: None assumed for BAU retrofit, unless needed for reasons other than electrification
If cooking is included, BAU assumes replacing with gas stoves
A nominal amount of cost is included for floodproofing non-electric equipment in coastal flood-prone sites
Wall Insulation: None assumed for BAU retrofit
Project teams that believe that calculated cost savings and/or incremental costs for their project varies from the estimates in this tool may submit additional information and/or request a meeting to discuss.

## REDiTool
| Filter | REDi Tool: V2.1 (May 2025) |  | 0 | 0 | 0 | 0 | 0 | 0 | 0 | 0 | 0 | 0 | TAP Team Notes | Example 1 | Example 2 | Example 3
| P | Instructions: Fill in all green and light blue cells. |  | The Public REDi Tool is for pre-evaluation of scopes only and does not represent application or acceptance to REDi. Items in bold/ red text signify potential policy or other issues.
| T | # Dwelling Units |  | 0 | 0 | 0 | 0 | 0 | 0 | 0 | 0 | 0 | 0 |  | 135 | 135 | 135
| - | [13 empty] | 1 | 1 | 1
| - | [13 empty] | 2 | 2 | 2
| - | [13 empty] | 3 | 3 | 3
| T | Scope (from below) |  | Scope: | Scope: | Scope: | Scope: | Scope: | Scope: | Scope: | Scope: | Scope: | Scope: | <---Unhide Addt'l Columns | Scope: 1 2 3 | Scope: 1 2 3 | Scope: 1 2 3
| T | Primary Fuel Type |  | 0 | 0 | 0 | 0 | 0 | 0 | 0 | 0 | 0 | 0 |  | Natural Gas | Natural Gas | Natural Gas
Added | T | Gas Service Territory |  | 0 | 0 | 0 | 0 | 0 | 0 | 0 | 0 | 0 | 0 |  | NGrid | ConEd | ConEd
| T | Fund (from below) |  | Fund! | Fund! | Fund! | Fund! | Fund! | Fund! | Fund! | Fund! | Fund! | Fund! | Use these rows for comments | Fund! | Fund! | Fund!
| T | Step 1: Input green cells as VALUES only from REDi Bridge |  | Input all green and blue cells from the HPD REDI Bridge Tab. Use VALUES -only pasting. | [10 empty] | Input all green and blue cells from the HPD REDI Bridge Tab. Use VALUES -only pasting.
| p | Project & Building Information | Comments | If pasting from HPD Workbook, paste values only. Do not paste in source formatting! | [9 empty] | TAP Comments | Do not paste in source formatting! Paste values only.
| - | HPD 5-Digit ID | Populates from HPD Workbook
| P | HPD Project Name | Populates from HPD Workbook | [11 empty] | Example 1 | Example 2 | Example 3
| - | Developer/ Sponsor Name | Populates from HPD Workbook
| - | Architect of Record | Populates from HPD Workbook
| - | MEP Engineer of Record | Populates from HPD Workbook
| - | Green Consultant | Populates from HPD Workbook
| - | HPD Primary Program | Populates from HPD Workbook
|  | Building Information | Comments | Do not paste in source formatting! Paste values only. |  | 765 E 166 St | [7 empty] | TAP Comments | Do not paste in source formatting! Paste values only. |  | 765 E 166 St
| P | Building Address | Populates from HPD Workbook | [11 empty] | Example 1 | Example 2 | Example 3
| T | Building HPD Rehab Classification | Populates from HPD Workbook | HPD Moderate Rehab | HPD Moderate Rehab | HPD Moderate Rehab | [8 empty] | HPD Moderate Rehab | HPD Moderate Rehab | HPD Moderate Rehab
| P | Existing Building Typology | Populates from HPD Workbook | [11 empty] | Post-War 7+ stories (post-1940) | Post-War 7+ stories (post-1940) | Post-War 7+ stories (post-1940)
| T | Existing Total # Dwelling Units | Populates from HPD Workbook | 135 | 135 | 135 | [8 empty] | 135 | 135 | 135
| p | Existing Fuel Type (primary) | Populates from HPD Workbook | [11 empty] | Natural Gas | Natural Gas | Natural Gas
| p | Existing Fuel Type (secondary) | Populates from HPD Workbook, must not be blank | [11 empty] | #2 Oil | #2 Oil | #2 Oil
| p | Existing Heating System | Populates from HPD Workbook | [11 empty] | 2 pipe Steam | 2 pipe Steam | 2 pipe Steam
| T | Existing Domestic Hot Water (DHW) System | Populates from HPD Workbook | Direct Fired Storage Tank | Direct Fired Storage Tank | Direct Fired Storage Tank | [8 empty] | Direct Fired Storage Tank | Direct Fired Storage Tank | Direct Fired Storage Tank
| P | Existing In-Unit Ventilation | Populates from HPD Workbook | [11 empty] | New Exhaust Only Ventilation | New Exhaust Only Ventilation | New Exhaust Only Ventilation
| P | Is building in ConEd or PSEG territory (electric)? | Populates from HPD Workbook | [11 empty] | ConEd | ConEd | ConEd
| P | Is building in ConEd or NGrid territory (natural gas)? | Populates from HPD Workbook | [11 empty] | NGrid | ConEd | ConEd
| P | Is site subject to flooding per the Design Guidelines? | Populates from HPD Workbook | [11 empty] | Coastal Flooding | Coastal Flooding | Coastal Flooding
| P | Is building subject to LL97 and what is the required Compliance Pathway? | Populates from HPD Workbook | [11 empty] | Article 320: 2035 Pathway | Article 320: 2035 Pathway | Article 320: 2035 Pathway
| T | Is building a landmark/ in landmarked area? | Populates from HPD Workbook | N/A, Not Landmark | N/A, Not Landmark | N/A, Not Landmark | [8 empty] | N/A, Not Landmark | N/A, Not Landmark | N/A, Not Landmark
| T | Where will tenants be located during construction? | Populates from HPD Workbook | Community Room | Community Room | Community Room | [8 empty] | Community Room | Community Room | Community Room
| T | Eligibility & Intentions | Comments | [10 empty] | TAP Comments |  |  | Scope 1+2 - Electrification
| T | Is building eligible for REDi? | Populates from HPD Workbook | Eligible and Prioritized | Eligible and Prioritized | Eligible and Prioritized | [8 empty] | Eligible and Prioritized | Eligible and Prioritized | Eligible and Prioritized
| T | Proposed REDi Scope(s) of Work per Applicant | Populates from HPD Workbook | Scope 1+2 - Electrification | Scope 1+2 - Electrification | Scope 1+2 - Electrification | [8 empty] | Scope 1+2 - Electrification | Scope 1+2 - Electrification | Scope 1+2 - Electrification
| T | Reasons for electrifying (per applicant) | Populates from HPD Workbook | Boiler has passed its useful life. Meet LL97 2035 Limit | Boiler has passed its useful life. Meet LL97 2035 Limit | Boiler has passed its useful life. Meet LL97 2035 Limit | [8 empty] | Boiler has passed its useful life. Meet LL97 2035 Limit | Boiler has passed its useful life. Meet LL97 2035 Limit | Boiler has passed its useful life. Meet LL97 2035 Limit
| T | Proposed Heating Scope if not electrifying | Populates from HPD Workbook. TAP to use to vet BAU costs for heating | Renovate Steam distribution: vacuum system, traps, control valves | Renovate Steam distribution: vacuum system, traps, control valves | Renovate Steam distribution: vacuum system, traps, control valves | [8 empty] | Renovate Steam distribution: vacuum system, traps, control valves | Renovate Steam distribution: vacuum system, traps, control valves | Renovate Steam distribution: vacuum system, traps, control valves
| T | HPD recommended / required scope(s) | Populates from HPD Workbook | Scope 1+2 - Electrification | Scope 1+2 - Electrification | Scope 1+2 - Electrification | [8 empty] | Scope 1+2 - Electrification | Scope 1+2 - Electrification | Scope 1+2 - Electrification
| T | HPD Comments | Populates from HPD Workbook
| p | Proposed Building Info | Comments | If pasting from HPD Workbook, paste values only. Do not paste in source formatting! | [9 empty] | TAP Comments
| T | Existing # Stories | Populates from HPD Workbook | 8 | 8 | 8 | [8 empty] | 8 | 8 | 8
| P | Proposed Total # Dwelling Units | Populates from HPD Workbook | [11 empty] | 135 | 135 | 135
| P | # SRO (assumed at 1 room/ per SRO) | Populates from HPD Workbook | [11 empty] | 0 | 0 | 0
| P | # Studio | Populates from HPD Workbook | [11 empty] | 23 | 23 | 23
| P | # 1-BR | Populates from HPD Workbook | [11 empty] | 32 | 32 | 32
| P | # 2-BR | Populates from HPD Workbook | [11 empty] | 64 | 64 | 64
| P | # 3-BR | Populates from HPD Workbook | [11 empty] | 16 | 16 | 16
| P | # 4-BR | Populates from HPD Workbook | [11 empty] | 0 | 0 | 0
| P | Proposed Total # of Rooms (# bedrooms + 2) | Populates from HPD Workbook | [11 empty] | 478 | 478 | 478
| P | Proposed Residential GSF | Populates from HPD Workbook | [11 empty] | 145750 | 145750 | 145750
| P | GSF Commercial + Community Space | Populates from HPD Workbook | [11 empty] | 0 | 0 | 0
| T | Scope for Commercial, Community Space | Populates from HPD Workbook | , | , | , | [8 empty] | , | , | ,
| p | Proposed Building Total GSF | Populates from HPD Workbook | [11 empty] | 145750 | 145750 | 145750
| p | Proposed Scope and Equipment |  | If pasting from HPD Workbook, paste values only. Do not paste in source formatting! | [8 empty] | Do not paste in source formatting! Paste values only. | TAP Comments
| p | Will the proposed building be a rental, coop or mixed? | Critical for verifying Heating Policy | [11 empty] | Rental | Rental | Rental
| p | Proposed Heating System, Residential Spaces | Select TBD if system is not yet selected | [11 empty] | Electric Heat Pump-PTHP (if replacing PTAC) | Electric Heat Pump-PTHP | Electric Heat Pump-Central VRF (2-pipe)
| p | Who will pay heating? | Default: Owner | [11 empty] | Owner | Owner | Owner
| p | Who will pay cooling? | Default: Resident | [11 empty] | Owner | Owner | Owner
| P | Proposed Heating System, Commercial Spaces, if applicable | Select TBD if system is not yet selected | [11 empty] | Electric Heat Pump-PTHP | Electric Heat Pump-PTHP | Electric Heat Pump-PTHP
| p | Proposed Domestic Hot Water (DHW) system | Select TBD if system is not yet selected | [11 empty] | Electric Heat Pump, Central | Electric Heat Pump, Partial Load | Electric Heat Pump, Central
Check Row | p | Percent of DHW electrified | Default: 100% typical, 50% for partial electrification | [11 empty] | 100% | 50% | 100%
| p | Who will pay DHW? | Default: Owner | [11 empty] | Owner | Owner | Owner
| P | What DHW efficiency measures will be included? | Default: Low Flow Fixtures & Minimal Pipe Insulation | [11 empty] | Low Flow Fixtures Only | Low Flow Fixtures Only | Low Flow Fixtures Only
| P | Will Demand Management be included | E.g., Demand Response | [11 empty] | No | No | No
| p | Proposed in-unit ventilation system | Mech. Ventilation req'd for most Sub and all Gut Rehabs | [11 empty] | Existing Mechanical Ventilation, No Change | Existing Mechanical Ventilation, No Change | Existing Mechanical Ventilation, No Change
| p | Proposed Roof Scope | Default: NYCECC Compliant Roof | [11 empty] | New Roof - NYCECC Compliant | New Roof - NYCECC Compliant | New Roof - NYCECC Compliant
| p | Proposed Window Scope | Default: NYCECC Compliant Windows | [11 empty] | New Windows - NYCECC Compliant | New Windows - NYCECC Compliant | New Windows - NYCECC Compliant
| p | Proposed Wall Insulation | Default: Not in Scope | [11 empty] | All exposed exterior walls - exterior insulation meeting code | All exposed exterior walls - using a mix of interior & exterior insulation meeting code | All exposed exterior walls - using a mix of interior & exterior insulation meeting code
| p | Proposed Cooking Equipment Scope | Default: Not in Scope except for certain Gut Rehabs | [11 empty] | Convert to Electric Stoves | No stoves in Scope | No stoves in Scope
| p | Electrical Wiring Upgrades | Typically triggered if Prewar + Scope 2 and/or Cooking. If owner paid heating/ cooling, upgrade may not be necessary | [11 empty] | No Electric Upgrade | Electrical Wiring, Partial | Electrical Wiring, Full (Apartments)
| p | Electrical Panel Upgrades | Typically triggered if Prewar + Scope 2 and/or Cooking - SRO's may have common panels per floor | [11 empty] | No Electric Upgrade | Electrical Panel, Partial (SRO) | Electrical Panel, Apartments + Main Panel
T
| t | Step 2: Input green cells as VALUES only from REDi Bridge, and check blue cells
| P | Inputs from HPD Workbook, IPNA, Utility Bills |  | Fill in all rows using best available info, including IPNA or Utility Bills | [9 empty] | TAP Comments
| T | Electric Panel Size to Apartments (Amps) | Populates from HPD Workbook | 40 Amps | 40 Amps | 40 Amps | [8 empty] | 40 Amps | 40 Amps | 40 Amps
| T | How is building currently metered for Gas? | Populates from HPD Workbook | Master Meter | Master Meter | Master Meter | [8 empty] | Master Meter | Master Meter | Master Meter
| T | How is building currently metered for Electric? | Populates from HPD Workbook | Master Meter | Master Meter | Master Meter | [8 empty] | Master Meter | Master Meter | Master Meter
| T | Does Building have Adequate Space on Roof and Mechanical Room for Proposed Electrification? | Populates from HPD Workbook, TAP to verify/ discuss | Yes | Yes | Yes | [8 empty] | Yes | Yes | Yes
| T | Are electrical wiring and/or panel upgrades necessary for reasons other than Electrification of Heating / DHW? | The IPNA typically notes this TAP can overwrite Electrical Uprade BAU | No | No | No | [8 empty] | No | No | No
| T | Are there any factors or uses leading to unusual energy use - Describe. | Populates from HPD Workbook. TAP should check becaues this could impact savings rubric | No | No | No | [8 empty] | No | No | No
| P | Primary Fuel Use (gal/ therm/ kWh) | Populates from HPD Workbook | [11 empty] | 88185 | 88185 | 88185
| P | Secondary Fuel Use (if any) | Populates from HPD Workbook | [11 empty] | 0 | 0 | 0
| - | Conversion to kBTU (from gal or therm) | Primary Heating System | #N/A | #N/A | #N/A | #N/A | #N/A | #N/A | #N/A | #N/A | #N/A | #N/A |  | 100 | 100 | 100
| - | kBTU for Primary Fuel | Primary Heating System | #N/A | #N/A | #N/A | #N/A | #N/A | #N/A | #N/A | #N/A | #N/A | #N/A |  | 8818500 | 8818500 | 8818500
| - | Secondary Heating System Fuel Type (if any) | Pulled from above | 0 | 0 | 0 | 0 | 0 | 0 | 0 | 0 | 0 | 0 |  | #2 Oil | #2 Oil | #2 Oil
| - | Secondary Fuel Use (if any) | Pulled from above | 0 | 0 | 0 | 0 | 0 | 0 | 0 | 0 | 0 | 0 |  | 0 | 0 | 0
| - | Conversion to kBTU (from gal or therm) | Secondary Heating System | #N/A | #N/A | #N/A | #N/A | #N/A | #N/A | #N/A | #N/A | #N/A | #N/A |  | 138 | 138 | 138
| - | kBTU for Secondary Fuel | Secondary Heating System | 0 | 0 | 0 | 0 | 0 | #N/A | #N/A | #N/A | #N/A | #N/A |  | 0 | 0 | 0
| - | Total kBTU | Automatically calculated | #N/A | #N/A | #N/A | #N/A | #N/A | #N/A | #N/A | #N/A | #N/A | #N/A |  | 8818500 | 8818500 | 8818500
| T | Boiler Efficiency (from IPNA) | Automatically calculated based on system type - TAP can overwrite | 75% | 75% | 75% | 75% | 82% | 82% | 75% | 75% | 75% | 82% |  | 75% | 75% | 75%
| T | Heating Distribution Efficiency (from IPNA) | Automatically calculated based on system type - TAP can overwrite | 60% | 60% | 60% | #N/A | 60% | 60% | #N/A | #N/A | #N/A | 60% |  | 60% | 60% | 60%
| P | % of Primary Fuel Use for Space Heating | 60% is typical - Overwrite if IPNA suggests otherwise | [11 empty] | 65% | 65% | 65%
| P | % of Secondary Fuel Use for Space Heating | Input if known or estimate if not known | [11 empty] | 0% | 0% | 0%
| P | Existing DHW System | Default is Indirect Heat Exhanger but see row 24 and modify if req'd | [11 empty] | Indirect Heat Exchanger | Indirect Heat Exchanger | Indirect Heat Exchanger
| P | Existing DHW System efficiency | Default is Poor for Steam and Decent for non-Steam | [11 empty] | Poor (Steam immersion coil combi system) | Poor (Steam immersion coil combi system) | Poor (Steam immersion coil combi system)
| T | DHW Efficiency; Plant Efficiency | Based on DHW efficiency selection | #N/A | #N/A | #N/A | #N/A | #N/A | #N/A | #N/A | #N/A | #N/A | #N/A |  | 50% | 50% | 50%
| P | % of Primary Fuel Use for DHW | Derived based on Row 91 | 100% | 100% | 100% | 100% | 100% | 100% | 100% | 100% | 100% | 100% |  | 35% | 35% | 35%
| P | % of Secondary Fuel Use for DHW | Derived based on Row 92 | 0% | 0% | 0% | 0% | 0% | 0% | 0% | 0% | 0% | 0% |  | 0% | 0% | 0%
| T | Data Accuracy Check
| T | Sanity Check: Heating Site EUI compared to median | Median for 1-pipe steam is 51. | #N/A | #N/A | #N/A | #N/A | #N/A | #N/A | #N/A | #N/A | #N/A | #N/A |  | 39.3278 | 39.3278 | 39.3278
| T | Sanity Check: Site Fuel EUI compared to median | Median is 73.7 for steam | #N/A | #N/A | #N/A | #N/A | #N/A | #N/A | #N/A | #N/A | #N/A | #N/A |  | 60.5043 | 60.5043 | 60.5043
P
| T | Step 4: Incentive and Cost Analysis
| P | Estimated Utility Costs and Savings using current rates |  | These are estimates only, comparing proposed scope to pre-retrofit conditions, using current utility rates | [9 empty] | TAP Comments | These are estimates only, and are based on proposed scope and current utility rates
| - | Space Heating & DHW: Pre-Retrofit Costs (normalized) |  | Pre-Retrofit | Pre-Retrofit | Pre-Retrofit | Pre-Retrofit | Pre-Retrofit | Pre-Retrofit | Pre-Retrofit | Pre-Retrofit | Pre-Retrofit | Pre-Retrofit |  | Pre-Retrofit | Pre-Retrofit | Pre-Retrofit
| P | Current Est. Cost for Space Heating + DHW | Using current utility rates | #N/A | #N/A | #N/A | #N/A | #N/A | #N/A | #N/A | #N/A | #N/A | #N/A |  | 101412.75 | 207270.024 | 207270.024
| t | Space Heating & Cooling
| - | Primary Fuel Use per year (total, from above) | Automatic, TAP can overwrite | 0 | 0 | 0 | 0 | 0 | 0 | 0 | 0 | 0 | 0 |  | 88185 | 88185 | 88185
| - | Normalized Utility Rate for Fuel Type | Primary Fuel Type | #N/A | #N/A | #N/A | #N/A | #N/A | #N/A | #N/A | #N/A | #N/A | #N/A |  | 1.15 | 2.3504 | 2.3504
| - | Secondary Fuel Use per year (total, from above) | Automatic, TAP can overwrite | 0 | 0 | 0 | 0 | 0 | 0 | 0 | 0 | 0 | 0 |  | 0 | 0 | 0
| - | Normalized Utility Rate for Fuel Type | Secondary Fuel Type | #N/A | #N/A | #N/A | #N/A | #N/A | #N/A | #N/A | #N/A | #N/A | #N/A |  | 4 | 4 | 4
Fix formula for N/A 2ndary fuel type | T | Heating: Pre-Retrofit Cost (normalized) | Using total fuel use from IPNA | #N/A | #N/A | #N/A | #N/A | #N/A | #N/A | #N/A | #N/A | #N/A | #N/A |  | 65918.2875 | 134725.5156 | 134725.5156
| - | Space Heating: Calculated Costs |  | Calculated | Calculated | Calculated | Calculated | Calculated | Calculated | Calculated | Calculated | Calculated | Calculated |  | Calculated | Calculated | Calculated
Fix Blanks | - | Load: KBtu/year for Space Heating | Automatically calculated | #N/A | #N/A | #N/A | #N/A | #N/A | #N/A | #N/A | #N/A | #N/A | #N/A |  | 2579411.25 | 2579411.25 | 2579411.25
If full insulation or Scope 3 | - | Reduced Envelope Losses | Automatically calc. as 10% or 50% | #N/A | #N/A | #N/A | #N/A | #N/A | #N/A | #N/A | #N/A | #N/A | #N/A |  | 50% | 50% | 50%
| - | Assumed COP (Space Heating) | Automatically Calculated | #N/A | #N/A | #N/A | #N/A | #N/A | #N/A | #N/A | #N/A | #N/A | #N/A |  | 2.5 | 2.5 | 2
ADDED | - | Demand Management | Automatically Calculated | 0% | 0% | 0% | 0% | 0% | 0% | 0% | 0% | 0% | 0% |  | 0% | 0% | 0%
| P | Estimated kWh per year (if electrified) | Conversion to kBTU (from gal or therm) | #N/A | #N/A | #N/A | #N/A | #N/A | #N/A | #N/A | #N/A | #N/A | #N/A |  | 151196.439 | 151196.439 | 188995.5488
| - | Cost per kwh (master or direct) | Electric | 0.3 | 0.3 | 0.3 | 0.3 | 0.3 | 0.3 | 0.3 | 0.3 | 0.3 | 0.3 |  | 0.3 | 0.3 | 0.3
| T | Heating: Post-Retrofit Cost (calculated) | Uses pre-retrofit if not electrified | #N/A | #N/A | #N/A | #N/A | #N/A | #N/A | #N/A | #N/A | #N/A | #N/A |  | 45358.9317 | 45358.9317 | 56698.6646
| P | Estimated Cost Savings for Space Heating | Using current utility rates | #N/A | #N/A | #N/A | #N/A | #N/A | #N/A | #N/A | #N/A | #N/A | #N/A |  | 20600 | 89400 | 78000
| T | Estimated Cost Savings for Space Heating | Estimated w/ current utility costs | N/A, Not in Scope | N/A, Not in Scope | N/A, Not in Scope | N/A, Not in Scope | N/A, Not in Scope | N/A, Not in Scope | N/A, Not in Scope | N/A, Not in Scope | N/A, Not in Scope | N/A, Not in Scope |  | 31.19% | 66.33% | 57.92%
| t | Domestic Hot Water
| - | Primary Fuel Use per year (total, from above) | Automatic, TAP can overwrite | 0 | 0 | 0 | 0 | 0 | 0 | 0 | 0 | 0 | 0 |  | 88185 | 88185 | 88185
JL is Working on updates | - | Normalized Utility Rate for Fuel Type | Primary Fuel Type, Automatically updated | #N/A | #N/A | #N/A | #N/A | #N/A | #N/A | #N/A | #N/A | #N/A | #N/A |  | 1.15 | 2.3504 | 2.3504
| - | Secondary Fuel Use per year (total, from above) | Automatic, TAP can overwrite | 0 | 0 | 0 | 0 | 0 | 0 | 0 | 0 | 0 | 0 |  | 0 | 0 | 0
| - | Normalized Utility Rate for Fuel Type | Secondary Fuel Type, Automatically updated | #N/A | #N/A | #N/A | #N/A | #N/A | #N/A | #N/A | #N/A | #N/A | #N/A |  | 4 | 4 | 4
| T | DHW: Pre-Retrofit Cost (normalized) | Using total fuel use from IPNA | #N/A | #N/A | #N/A | #N/A | #N/A | #N/A | #N/A | #N/A | #N/A | #N/A |  | 35494.4625 | 72544.5084 | 72544.5084
| - | DHW: Calculated Costs if Electrified |  | Calculated | Calculated | Calculated | Calculated | Calculated | Calculated | Calculated | Calculated | Calculated | Calculated |  | Calculated | Calculated | Calculated
| - | Load: KBtu/year for Domestic Hot Water (DHW) |  | #N/A | #N/A | #N/A | #N/A | #N/A | #N/A | #N/A | #N/A | #N/A | #N/A |  | 1543237.5 | 1543237.5 | 1543237.5
| - | Assumed COP (DHW) | Default is 1.76 | 1.76 | 1.76 | 1.76 | 1.76 | 1.76 | 1.76 | 1.76 | 1.76 | 1.76 | 1.76 |  | 1.76 | 1.76 | 1.76
| - | Reduced DHW losses from low-flow fixtures & pipe insulation |  | #N/A | #N/A | #N/A | #N/A | #N/A | #N/A | #N/A | #N/A | #N/A | #N/A |  | 0% | 0% | 0%
| P | % of DHW electrified | Default is 100%, or 50% if partial | 0% | 0% | 0% | 0% | 0% | 0% | 0% | 0% | 0% | 0% |  | 100% | 50% | 100%
ADDED | - | Demand Management | Automatically Calculated | 0% | 0% | 0% | 0% | 0% | 0% | 0% | 0% | 0% | 0% |  | 0% | 0% | 0%
| P | Estimated Kwh per year (if electrified) | Automatically calculated | #N/A | #N/A | #N/A | #N/A | #N/A | #N/A | #N/A | #N/A | #N/A | #N/A |  | 256986.9545 | 128493.4772 | 256986.9545
| - | Cost per kwh (master or direct) | Electric | 0.3 | 0.3 | 0.3 | 0.3 | 0.3 | 0.3 | 0.3 | 0.3 | 0.3 | 0.3 |  | 0.3 | 0.3 | 0.3
| - | DHW: Projected Annual Cost for Electrified DHW | Automatically calculated | 0 | 0 | 0 | 0 | 0 | 0 | 0 | 0 | 0 | 0 |  | 77096.0863 | 38548.0432 | 77096.0863
Fix for partial | - | DHW: Projected Cost for Non-Electric DHW | Only for Partial or No Electrification | #N/A | #N/A | #N/A | #N/A | #N/A | #N/A | #N/A | #N/A | #N/A | #N/A |  | 0 | 36272.2542 | 0
| T | DHW: Post-Retrofit Cost (calculated) | Estimated w/ current utility costs | #N/A | #N/A | #N/A | #N/A | #N/A | #N/A | #N/A | #N/A | #N/A | #N/A |  | 77096.0863 | 74820.2974 | 77096.0863
| P | Estimated Cost Savings for Hot Water | Using current utility rates | #N/A | #N/A | #N/A | #N/A | #N/A | #N/A | #N/A | #N/A | #N/A | #N/A |  | -41600 | -2300 | -4600
| T | Estimated Cost Savings for Hot Water | Estimated w/ current utility costs | N/A, Not in Scope | N/A, Not in Scope | N/A, Not in Scope | N/A, Not in Scope | N/A, Not in Scope | N/A, Not in Scope | N/A, Not in Scope | N/A, Not in Scope | N/A, Not in Scope | N/A, Not in Scope |  | -117.2% | -3.137% | -6.274%
| t | Combined Space Heating + DHW
| - | Combined Post-Retrofit Cost for Heating & DHW (Calculated Method) | Assumes no savings for scopes not being electrified | - | - | - | - | - | - | - | - | - | - |  | 122455.0181 | 120179.2291 | 133794.751
| P | Estimated Savings: Heating + Hot Water | Using current utility rates | #N/A | #N/A | #N/A | #N/A | #N/A | #N/A | #N/A | #N/A | #N/A | #N/A |  | -20.75% | 42.02% | 35.45%
P
| T | Step 4: Incentive and Cost Analysis
| P | Incentive Eligibility based on Proposed Scope, if funded |  | Zero-out unused columns
| T | Incentive Scaler (accounts for blend of unit sizes) | Based on unit size and Row 3 | #DIV/0! | #DIV/0! | #DIV/0! | #DIV/0! | #DIV/0! | #DIV/0! | #DIV/0! | #DIV/0! | #DIV/0! | #DIV/0! |  | 88.44% | 88.44% | 88.44%
| T | Scope 1 Incentive | Regardless of type, full or partial | #N/A | #N/A | #N/A | #N/A | #N/A | #N/A | #N/A | #N/A | #N/A | #N/A |  | 3000 | 3000 | 3000
| T | Scope 2 Incentive | Lower incentive for certain HPs | #N/A | #N/A | #N/A | #N/A | #N/A | #N/A | #N/A | #N/A | #N/A | #N/A |  | 12000 | 14000 | 24000
Fixed for Partial | T | Scope 2 Wiring Boost (Partial or Full) | Assumed for Prewar Scope 2 Projects | 0 | 0 | 0 | 0 | 0 | 0 | 0 | 0 | ` | 0 |  | 0 | 1000 | 2000
Fixed for Partial | T | Scope 2 Panel Boost (Partial or Full) | Assumed for Prewar Scope 2 Projects | 0 | 0 | 0 | 0 | 0 | 0 | 0 | 0 | 0 | 0 |  | 0 | 1000 | 2000
| T | Scope 3 Incentive | If Envelope meets Scope 3 Req'mts | #N/A | #N/A | #N/A | #N/A | #N/A | #N/A | #N/A | #N/A | #N/A | #N/A |  | 4000 | 4000 | 4000
NEW | T | Scope 3 Total Boosts (when Scope 2 < $24K) | Total of Boosts --> Scope 2+ 3 < $28K | #N/A | #N/A | #N/A | #N/A | #N/A | #N/A | #N/A | #N/A | #N/A | #N/A |  | 8000 | 4000 | 0
NEW | - | Scope 3 Exterior Insulation Boost | Incl. above up to max boost | 0 | 0 | 0 | 0 | 0 | 0 | 0 | 0 | 0 | 0 |  | 8000 | 4000 | 0
NEW | - | Scope 3 High Perf. Window Boost | Incl. above up to max boost | 0 | 0 | 0 | 0 | 0 | 0 | 0 | 0 | 0 | 0 |  | 0 | 0 | 0
NEW | - | Scope 3 ERV Boost | Incl. above up to max boost | 0 | 0 | 0 | 0 | 0 | 0 | 0 | 0 | 0 | 0 |  | 0 | 0 | 0
| - | Max REDi per Scope & TAP Decision | Without per/ bldg cap | #N/A | #N/A | #N/A | #N/A | #N/A | #N/A | #N/A | #N/A | #N/A | #N/A |  | 3223800 | 3223800 | 4179000
| P | Potential REDi funding based on Scope | If funded, excluding project cap | #N/A | #N/A | #N/A | #N/A | #N/A | #N/A | #N/A | #N/A | #N/A | #N/A |  | 3000000 | 3000000 | 3000000
| T | Offset Funding Eligible Amount | Based on GHG reductions, not allowed LL97 2030 projects | #N/A | #N/A | #N/A | #N/A | #N/A | #N/A | #N/A | #N/A | #N/A | #N/A |  | 0 | 0 | 0
| T | Max Offset Funds if fundable | If eligible for offsets and if funds are available - flows in ahead of REDi. 90% of GHG reductions | #N/A | #N/A | #N/A | #N/A | #N/A | #N/A | #N/A | #N/A | #N/A | #N/A |  | 0 | 0 | 0
| T | Cost Analysis - Building Level | Comments | Always zero out Example Scopes | [9 empty] | Final Costs
FIX | T | Proposed DHW system | DHW Systems Proposed | #N/A | #N/A | #N/A | #N/A | #N/A | #N/A | #N/A | #N/A | #N/A | #N/A |  | 2186250 | 1311750 | 2186250
| T | Proposed Heating System (Residential) | Heating System Residential | #N/A | #N/A | #N/A | #N/A | #N/A | #N/A | #N/A | #N/A | #N/A | #N/A |  | 3206500 | 3935250 | 7287500
| T | Proposed Heating System (Commercial) | Heating System Commercial | #N/A | #N/A | #N/A | #N/A | #N/A | #N/A | #N/A | #N/A | #N/A | #N/A |  | 0 | 0 | 0
ADDED, need index | T | Proposed Demand Management | Demand Management | 0 | 0 | 0 | 0 | 0 | 0 | 0 | 0 | 0 | 0 |  | 0 | 0 | 0
| T | Proposed Cooking Scope (1/ unit or 1/ floor for SRO) | Cooking | #N/A | #N/A | #N/A | #N/A | #N/A | #N/A | #N/A | #N/A | #N/A | #N/A |  | 182250 | 0 | 0
| T | Electrical Wiring | Electrical Upgrades | #N/A | #N/A | #N/A | #N/A | #N/A | #N/A | #N/A | #N/A | #N/A | #N/A |  | 0 | 145750 | 510125
FIX DU/SF | T | Electrical Panel | Electrical Upgrades | #N/A | #N/A | #N/A | #N/A | #N/A | #N/A | #N/A | #N/A | #N/A | #N/A |  | 0 | 67500 | 472500
| T | Proposed Ventilation system | Envelope Ventilation | #N/A | #N/A | #N/A | #N/A | #N/A | #N/A | #N/A | #N/A | #N/A | #N/A |  | 0 | 0 | 0
| T | Proposed Roof Scope | Envelope Roof | #N/A | #N/A | #N/A | #N/A | #N/A | #N/A | #N/A | #N/A | #N/A | #N/A |  | 874500 | 874500 | 874500
| T | Proposed Window Scope | Envelope Window | #N/A | #N/A | #N/A | #N/A | #N/A | #N/A | #N/A | #N/A | #N/A | #N/A |  | 1457500 | 1457500 | 1457500
| T | Proposed Wall Insulation | Envelope Wall | #N/A | #N/A | #N/A | #N/A | #N/A | #N/A | #N/A | #N/A | #N/A | #N/A |  | 2915000 | 1821875 | 1821875
| P | Total Estimated REDi Scope Hard Cost | Based on proposed scope | #N/A | #N/A | #N/A | #N/A | #N/A | #N/A | #N/A | #N/A | #N/A | #N/A |  | 10822000 | 9614125 | 14610250
| T | BAU Cost for Non-Electric Scope | From BAU chart below | #N/A | #N/A | #N/A | #N/A | #N/A | #N/A | #N/A | #N/A | #N/A | #N/A |  | -4955500 | -4809750 | -4809750
| P | Incremental Cost compared to BAU Scope | Excluding REDi | #N/A | #N/A | #N/A | #N/A | #N/A | #N/A | #N/A | #N/A | #N/A | #N/A |  | 5866500 | 4804375 | 9800500
FIX | - | Max Potential Incentive per Building | Using higher of Offset or REDi | #N/A | #N/A | #N/A | #N/A | #N/A | #N/A | #N/A | #N/A | #N/A | #N/A |  | -3000000 | -3000000 | -3000000
| P | Incremental Cost after Potential REDi funding | Doesn't factor in project cap | #N/A | #N/A | #N/A | #N/A | #N/A | #N/A | #N/A | #N/A | #N/A | #N/A |  | 2866500 | 1804375 | 6800500
| P | Incremental Cost/ DU after Potential REDi | Doesn't factor in project cap | #N/A | #N/A | #N/A | #N/A | #N/A | #N/A | #N/A | #N/A | #N/A | #N/A |  | 21233.3333 | 13365.7407 | 50374.0741
| t | Incentive Analysis: Project Level | Comments | Always zero out Example Scopes
| t | Incremental Cost (without incentives) | Project Level, before incentives | 0
| t | Max eligible funding based on Scopes | Includes bldg. but not project caps, based on TAP determination | 0
| - | Max REDi Funding w/ building caps |  | 0
| - | Max REDi Funding based on Project Cap |  | 2500000
| P | Max REDi Funding Available to Project | Min of Eligible Scope and project caps. $3MM for Mitchell Lamas | 0
| T | Offset Eligibility (Offsets displace REDi funds) | Excludes 2035 Pathway, up to the REDi per/bldg limit | 0
| T | Incentive Calculator | Comments | Always zero out Example Scopes
| T | REDi (fills gap after Offsets) | Max Eligible Amt minus Offsets | 0
| T | Incremental Cost (after incentives) | Before incentives | 0
|  | Total Dwelling Units in Project | Includes all buildings in tool | 0
| T | Incremental Cost after REDi/ DU | Flagged if > $10K/ DU | #DIV/0!
T
| T | Step 5: TAP Evaluation & Determination
| T | TAP Evaluation | Comments | TAP to fill in any notes and concerns below. | [10 empty] | TAP to fill in any notes and concerns below.
| T | Is Building Eligible/ Prioritized for REDi? | If not eligible, can't be funded | Eligible and Prioritized | Eligible and Prioritized | Eligible and Prioritized | 0 | 0 | 0 | 0 | 0 | 0 | 0 |  | Eligible and Prioritized | Eligible and Prioritized | Eligible and Prioritized
| T | Which Scope is Recommended by HPD? | Per HPD/ Giulia | Scope 1+2 - Electrification | Scope 1+2 - Electrification | Scope 1+2 - Electrification | 0 | 0 | 0 | 0 | 0 | 0 | 0 |  | Scope 1+2 - Electrification | Scope 1+2 - Electrification | Scope 1+2 - Electrification
| T | Heating/ Cooling Policy Issue? | Flags rentals w/ tenant-paid costs | No Issue | No Issue | No Issue | No Issue | No Issue | No Issue | No Issue | No Issue | No Issue | No Issue |  | No Issue | No Issue | No Issue
| T | Aggregated Heating/ DHW Cost Savings w/ Proposed Scope | Combined Heat & DHW savings if both are in scope | #N/A | #N/A | #N/A | #N/A | #N/A | #N/A | #N/A | #N/A | #N/A | #N/A |  | -20.75% | 42.02% | 35.45%
| T | Incremental Cost per DU w/out Incentives | For reference & evaluation | #N/A | #N/A | #N/A | #N/A | #N/A | #N/A | #N/A | #N/A | #N/A | #N/A |  | 43455.5556 | 35587.963 | 72596.2963
| T | Incremental Cost per DU w/ REDi Funding | For projects that are "Funded", doesn't factor in project caps | #N/A | #N/A | #N/A | #N/A | #N/A | #N/A | #N/A | #N/A | #N/A | #N/A |  | 21233.3333 | 13365.7407 | 50374.0741
New | - | Overall Project Incremental Costs w/ Incentives | Flagged if costs >$10K/ DU. TAP can recommend cost-saving scope changes in Proforma. | #DIV/0!
| T | TAP questions for applicant or HPD necessary before making determination? | Not any critical info missing for TAP analysis | TAP to fill in | TAP to fill in | TAP to fill in | TAP to fill in | TAP to fill in | TAP to fill in | TAP to fill in | TAP to fill in | Why DHW? It is super expensive | Why are you using Passive House Windows and Roof? Is this necessary to meet Scope 3 b/c it is very costly |  | TAP to fill in | TAP to fill in | TAP to fill in
| T | Determination for REDi Funding | If incremental costs too high or REDi caps exceeded, revise scope and/or flag buildings for "Review Track Only." | Fund! | Fund! | Fund! | Fund! | Fund! | Fund! | Fund! | Fund! | Fund! | Fund! |  | Fund! | Fund! | Fund!
| T | Total Eligible Funding - if Funded | Excludes Project Caps | 0
| T | Max Eligible Funding for Project - if Funded | Including Caps, flags if higher than available funding | 0
| T | Incremental Cost after REDi/ Offsets | Flags if very high | 0
| T | TAP Explanation & Proposed Next Steps | Explain decision and next steps for applicant (e.g. proposed revised scope) | TAP to fill in | TAP to fill in | TAP to fill in | TAP to fill in | TAP to fill in | TAP to fill in | TAP to fill in | TAP to fill in | Revise to Scope 2/ Scope 2 partial | Revise & Update Scope |  | TAP to fill in | TAP to fill in | dfafadfadsf
| T | Next Steps | No action required | Note: If "Revise Scope" is suggested, create a new REDi Tool w/ alt. scope so that incremental costs adjust (this can include a different REDi scope, or some less costly scope items) If project is very large, eligible for Offset funding, and Offset funding is available, we may decide to increase the per/building and per/ project caps.
T
| T | Step 5: If necessary, overwrite this section based on applicant's BAU cost
| T | Business As Usual Costs (BAU) | Comments | This is automated but can be overwritten if applicant has information | [9 empty] | Final Costs | This is automated but can be overwritten if applicant has information
| T | BAU DHW Scope | If Scope 1 is included | #N/A | #N/A | #N/A | #N/A | #N/A | #N/A | #N/A | #N/A | #N/A | #N/A |  | -583000 | -583000 | -583000
| T | BAU Heating Scope | Based on exist. system type, does not assume full system rplcment | 0 | 0 | 0 | 0 | 0 | 0 | 0 | 0 | 0 | 0 |  | -1749000 | -1749000 | -1749000
| T | BAU Heating Scope if Oil Baseline | Assumes $3/ SF for oil-to-gas | 0 | 0 | 0 | 0 | 0 | 0 | 0 | 0 | 0 | 0 |  | 0 | 0 | 0
Cadmus-verify fix | T | BAU Cooking Scope | Cooking | #N/A | #N/A | #N/A | #N/A | #N/A | #N/A | #N/A | #N/A | #N/A | #N/A |  | -145750 | 0 | 0
| T | BAU Electrical Upgrades | References rows F64, F65 and F84 (upgrades req'd for other reasons) | 0 | 0 | 0 | 0 | 0 | 0 | 0 | 0 | 0 | 0 |  | 0 | 0 | 0
| T | BAU Floodproof Heating Equipment | Only for bldgs w/ coastal flood risk | 0 | 0 | 0 | 0 | 0 | 0 | 0 | 0 | 0 | 0 |  | -145750 | -145750 | -145750
| T | BAU Ventilation Scope, where req'd | Assumes Exhaust Only if ventilation is in scope | #N/A | #N/A | #N/A | #N/A | #N/A | #N/A | #N/A | #N/A | #N/A | #N/A |  | 0 | 0 | 0
| T | BAU Roof Scope | Assumes code-comp. new roof | #N/A | #N/A | #N/A | #N/A | #N/A | #N/A | #N/A | #N/A | #N/A | #N/A |  | -874500 | -874500 | -874500
| T | BAU Window Scope | Assumes new code-compliant windows if windows are in scope | #N/A | #N/A | #N/A | #N/A | #N/A | #N/A | #N/A | #N/A | #N/A | #N/A |  | -1457500 | -1457500 | -1457500
| T | BAU Insulation Scope | Assumes new code-compliant windows if windows are in scope | 0 | 0 | 0 | 0 | 0 | 0 | 0 | 0 | 0 | 0 |  | 0 | 0 | 0
| T | Notes & Comments on BAU if alternate is being proposed by applicant | Use this row to explain any BAU costs that are different than the Standard Assumptions
| T | Estimated BAU Cost | Based on proposed scope | #N/A | #N/A | #N/A | #N/A | #N/A | #N/A | #N/A | #N/A | #N/A | #N/A |  | -4955500 | -4809750 | -4809750
| T | BAU Cost/ DU | Based on proposed scope | #N/A | #N/A | #N/A | #N/A | #N/A | #N/A | #N/A | #N/A | #N/A | #N/A |  | -36707.4074 | -35627.7778 | -35627.7778
| P | [12 empty] | Use these rows for comments, notes, and final post-bid data
| P | GHG & MMBTU Impacts | Comments | These are estimates only, comparing proposed scope to pre-retrofit conditions, using LL97's 2030 coefficient for electricity | [9 empty] | TAP Comments | These are estimates only, and are based on proposed scope and 2030 GHG emissions limits
| - | Existing GHG Emissions from Heating & Hot Water |  | Existing | Existing | Existing | Existing | Existing | Existing | Existing | Existing | Existing | Existing |  | Existing | Existing | Existing
| - | kBTU per year (Primary Fuel) | From above | #N/A | #N/A | #N/A | #N/A | #N/A | #N/A | #N/A | #N/A | #N/A | #N/A |  | 8818500 | 8818500 | 8818500
| - | GHG Emissions Coefficient | Primary Fuel | #N/A | #N/A | #N/A | #N/A | #N/A | #N/A | #N/A | #N/A | #N/A | #N/A |  | 5.311e-05 | 5.311e-05 | 5.311e-05
| - | kBTU per year (Secondary Fuel) | From above | 0 | 0 | 0 | 0 | 0 | #N/A | #N/A | #N/A | #N/A | #N/A |  | 0 | 0 | 0
| - | GHG Emissions Coefficient | Secondary Fuel | #N/A | #N/A | #N/A | #N/A | #N/A | #N/A | #N/A | #N/A | #N/A | #N/A |  | 7.421e-05 | 7.421e-05 | 7.421e-05
| - | Current GHG Emissions from Space Heating |  | #N/A | #N/A | #N/A | #N/A | #N/A | #N/A | #N/A | #N/A | #N/A | #N/A |  | 304.4278 | 304.4278 | 304.4278
| - | Current GHG Emissions from DHW |  | #N/A | #N/A | #N/A | #N/A | #N/A | #N/A | #N/A | #N/A | #N/A | #N/A |  | 163.9227 | 163.9227 | 163.9227
| - | Current GHG Emissions from Heating & DHW | Total in summary column | #N/A | #N/A | #N/A | #N/A | #N/A | #N/A | #N/A | #N/A | #N/A | #N/A |  | 468.3505 | 468.3505 | 468.3505
| - | Current GHG Emissions from Heating & DHW/ SF |  | #N/A | #N/A | #N/A | #N/A | #N/A | #N/A | #N/A | #N/A | #N/A | #N/A |  | 0.0032134 | 0.0032134 | 0.0032134
| - | Projected GHG Emissions from Space Heating |  | Projected | Projected | Projected | Projected | Projected | Projected | Projected | Projected | Projected | Projected |  | Projected | Projected | Projected
| - | Projected kWh for Space Heating Electrification |  | #N/A | #N/A | #N/A | #N/A | #N/A | #N/A | #N/A | #N/A | #N/A | #N/A |  | 151196.439 | 151196.439 | 188995.5488
| - | GHG Emissions Coefficient | Electric | 0.000145 | 0.000145 | 0.000145 | 0.000145 | 0.000145 | 0.000145 | 0.000145 | 0.000145 | 0.000145 | 0.000145 |  | 0.000145 | 0.000145 | 0.000145
| - | Projected GHG Emissions for Space Heating | Using 2030 coefficiencts | #N/A | #N/A | #N/A | #N/A | #N/A | #N/A | #N/A | #N/A | #N/A | #N/A |  | 21.9235 | 21.9235 | 27.4044
| P | GHG Emissions Reductions from Space Heating | Based on proposed scope | #N/A | #N/A | #N/A | #N/A | #N/A | #N/A | #N/A | #N/A | #N/A | #N/A |  | 282.5044 | 282.5044 | 277.0235
| - | Projected GHG Emissions from DHW |  | Projected | Projected | Projected | Projected | Projected | Projected | Projected | Projected | Projected | Projected |  | Projected | Projected | Projected
| - | Projected kWh for DHW Electrification |  | #N/A | #N/A | #N/A | #N/A | #N/A | #N/A | #N/A | #N/A | #N/A | #N/A |  | 256986.9545 | 128493.4772 | 256986.9545
| - | GHG Emissions Coefficient | Electric | 0.000145 | 0.000145 | 0.000145 | 0.000145 | 0.000145 | 0.000145 | 0.000145 | 0.000145 | 0.000145 | 0.000145 |  | 0.000145 | 0.000145 | 0.000145
FIX | - | Projected GHG Emissions for DHW Electrification | using 2030 coefficiencts | 0 | 0 | 0 | 0 | 0 | 0 | 0 | 0 | 0 | 0 |  | 37.2631 | 18.6316 | 37.2631
FIX | - | Additional GHG Emissions from non-electric if Partial DHW Elec. | Partial DHW Electrification | #N/A | #N/A | #N/A | #N/A | #N/A | #N/A | #N/A | #N/A | #N/A | #N/A |  | 0 | 81.9613 | 0
FIX | P | GHG Emissions Reductions from DHW | Based on proposed scope | #N/A | #N/A | #N/A | #N/A | #N/A | #N/A | #N/A | #N/A | #N/A | #N/A |  | 163.9227 | 163.9227 | 163.9227
| - | Projected GHG Emissions from Heating & DHW |  | Projected | Projected | Projected | Projected | Projected | Projected | Projected | Projected | Projected | Projected |  | Projected | Projected | Projected
| - | Projected GHG Emissions for Heating & DHW | Total in summary column | #N/A | #N/A | #N/A | #N/A | #N/A | #N/A | #N/A | #N/A | #N/A | #N/A |  | 59.1866 | 122.5164 | 64.6675
| T | GHG Emissions Reductions: Heating & DHW | Total in summary column | #N/A | #N/A | #N/A | #N/A | #N/A | #N/A | #N/A | #N/A | #N/A | #N/A |  | 409.1639 | 345.8342 | 403.6831
| - | GHG Emissions Reductions/ DU (average) | Average in summary column | #N/A | #N/A | #N/A | #N/A | #N/A | #N/A | #N/A | #N/A | #N/A | #N/A |  | 3.0308 | 2.5617 | 2.9902
| - | GHG Emissions Reductions/ SF (for comparison) |  | #N/A | #N/A | #N/A | #N/A | #N/A | #N/A | #N/A | #N/A | #N/A | #N/A |  | 0.0028073 | 0.0023728 | 0.0027697
| - | GHG Emissions Reductions (%) | Total in summary column | #N/A | #N/A | #N/A | #N/A | #N/A | #N/A | #N/A | #N/A | #N/A | #N/A |  | 87.36% | 73.84% | 86.19%
-
| - | MMBTU Impacts | [11 empty] | TAP Comments
|  | Current MMBTU for Space Heating |  | #N/A | #N/A | #N/A | #N/A | #N/A | #N/A | #N/A | #N/A | #N/A | #N/A |  | 5732.025 | 5732.025 | 5732.025
|  | Current MMBTU for DHW |  | #N/A | #N/A | #N/A | #N/A | #N/A | #N/A | #N/A | #N/A | #N/A | #N/A |  | 3086.475 | 3086.475 | 3086.475
| - | Current MMBTU | Total in summary column | #N/A | #N/A | #N/A | #N/A | #N/A | #N/A | #N/A | #N/A | #N/A | #N/A |  | 8818.5 | 8818.5 | 8818.5
For reference | - | Projected MMBTU for Space Heating | MMBTU Conversion | #N/A | #N/A | #N/A | #N/A | #N/A | #N/A | #N/A | #N/A | #N/A | #N/A |  | 515.5059 | 515.5059 | 644.3823
For reference | - | Projected MMBTU for Electrified DHW | MMBTU Conversion | 0 | 0 | 0 | 0 | 0 | 0 | 0 | 0 | 0 | 0 |  | 876.1998 | 438.0999 | 876.1998
FIX | - | Projected MMBTU for Non-Electrified DHW portion | Partial DHW Electrification | #N/A | #N/A | #N/A | #N/A | #N/A | #N/A | #N/A | #N/A | #N/A | #N/A |  | 0 | 1543.2375 | 0
| - | Projected MMBTU | Total in summary column | #N/A | #N/A | #N/A | #N/A | #N/A | #N/A | #N/A | #N/A | #N/A | #N/A |  | 1391.7056 | 2496.8432 | 1520.5821
| P | Projected MMBTU savings for Heating | Based on proposed scope | #N/A | #N/A | #N/A | #N/A | #N/A | #N/A | #N/A | #N/A | #N/A | #N/A |  | 5216.5191 | 2063.9054 | 1935.0289
| P | Projected MMBTU savings for DHW | Based on proposed scope | #N/A | #N/A | #N/A | #N/A | #N/A | #N/A | #N/A | #N/A | #N/A | #N/A |  | 2210.2752 | 1105.1376 | 2210.2752
This should be 0 if neither space heating nor DHW are electrified | - | MMBTU Reductions/ Year for electrification scopes only | Used for NYSERDA | #N/A | #N/A | #N/A | #N/A | #N/A | #N/A | #N/A | #N/A | #N/A | #N/A |  | 7426.7944 | 6321.6568 | 7297.9179
| - | MMBTU Reductions (%) | Used for NYSERDA | #N/A | #N/A | #N/A | #N/A | #N/A | #N/A | #N/A | #N/A | #N/A | #N/A |  | 84.22% | 71.69% | 82.76%
-
| - | BTU/ SF/ HDD Calc for Space Heating Load | [11 empty] | TAP Comments
| - | Current BTU for Space Heating | From above | #N/A | #N/A | #N/A | #N/A | #N/A | #N/A | #N/A | #N/A | #N/A | #N/A |  | 5732025000 | 5732025000 | 5732025000
| - | Project GSF | From above | 0 | 0 | 0 | 0 | 0 | 0 | 0 | 0 | 0 | 0 |  | 145750 | 145750 | 145750
| - | Average # Heating Degree Days | Uses 2020-2024 average, but can match to the year that energy data was collected, per the IPNA and using the HDD tab | 3984.4 | 3984.4 | 3984.4 | 3984.4 | 3984.4 | 3984.4 | 3984.4 | 3984.4 | 3984.4 | 3984.4 |  | 3984.4 | 3984.4 | 3984.4
| - | Min BTU/ SF/ HDD | <8 is optimal if electrifying heating | #N/A | #N/A | #N/A | #N/A | #N/A | #N/A | #N/A | #N/A | #N/A | #N/A |  | 7.9643 | 7.9643 | 7.9643
| - | Max BTU/ SF/ HDD |  | #N/A | #N/A | #N/A | #N/A | #N/A | #N/A | #N/A | #N/A | #N/A | #N/A |  | 10.4902 | 10.4902 | 10.4902
| - | Projected BTU for Space Heating | From above | N/A, Not in Scope | N/A, Not in Scope | N/A, Not in Scope | N/A, Not in Scope | N/A, Not in Scope | N/A, Not in Scope | N/A, Not in Scope | N/A, Not in Scope | #N/A | #N/A |  | 515505867.7103 | 515505867.7103 | 644382334.6379
| - | Project GSF | From above | 0 | 0 | 0 | 0 | 0 | 0 | 0 | 0 | 0 | 0 |  | 145750 | 145750 | 145750
| - | Average # Heating Degree Days | Uses 2020-2024 average, but can match to the year that energy data was collected, per the IPNA and using the HDD tab | 3984.4 | 3984.4 | 3984.4 | 3984.4 | 3984.4 | 3984.4 | 3984.4 | 3984.4 | 3984.4 | 3984.4 |  | 3984.4 | 3984.4 | 3984.4
| - | Min BTU/ SF/ HDD | <8 is optimal if electrifying heating | Not in Scope | Not in Scope | Not in Scope | Not in Scope | Not in Scope | Not in Scope | Not in Scope | Not in Scope | Not in Scope | Not in Scope |  | 0.71627 | 0.71627 | 0.89533
|  | Max BTU/ SF/ HDD |  | Not in Scope | Not in Scope | Not in Scope | Not in Scope | Not in Scope | Not in Scope | Not in Scope | Not in Scope | Not in Scope | Not in Scope |  | 0.94343 | 0.94343 | 1.1793
P
| P | M&O Budget, Owner Paid Utilities if Electrified w/ Heat Pumps |  | These are based on proposed scope and HPD/HDC's current M&O Standards | [9 empty] | TAP Comments
| - | Costs: M&O based on Current Setup |  | Based on current fuel type | [10 empty] | Based on current fuel type
Index? | - | Cost/ Room (Heating) | Based on current fuel type | [11 empty] | 221 | 221 | 221
| - | Cost/ Room (Owner Paid Cooling) | Typically not owner-paid | 0 | 0 | 0 | 0 | 0 | 0 | 0 |  |  |  |  | 0 | 0 | 0
| - | Cost/ Room (DHW) | Based on current fuel type | [11 empty] | 119 | 119 | 119
|  | Budgeted Cost Total for Building |  | #VALUE! | #VALUE! | #VALUE! | #VALUE! | #VALUE! | #VALUE! | #VALUE! | #VALUE! | #VALUE! | #VALUE! |  | 162520 | 162520 | 162520
M&O Cost for Electrification
| - | Costs for Owner-Paid Electrification |  | Shows as 0 if not in scope/ not owner-paid. If in scope and not owner-paid, assume cost is covered by tenant via Utility Allowance (if allowed by HPD Policy) | [10 empty] | Shows as 0 if not in scope/ not owner-paid. If in scope and not owner-paid, assume cost is covered by tenant via Utility Allowance (if allowed by HPD Policy)
| T | Space Heating: M&O if Electrified |  | Budgeted | Budgeted | Budgeted | Budgeted | Budgeted | Budgeted | Budgeted | Budgeted | Budgeted | Budgeted |  | Budgeted | Budgeted | Budgeted
Index? | - | Cost/ Room (Heating) based on Scope | Using 2025 M&O | 256 | 256 | 256 | 256 | 256 | 256 | 256 | 256 | 256 | 256 |  | 204.8 | 204.8 | 204.8
Index? | P | Cost/ Room (Heating) | If Owner-paid Heat Pumps | 0 | 0 | 0 | 0 | 0 | 0 | 0 | 0 | 0 | 0 |  | 204.8 | 204.8 | 204.8
| - | Annual Heating Costs (Residential Areas) | Excludes Commercial Space | 0 | 0 | 0 | 0 | 0 | 0 | 0 | 0 | 0 | 0 |  | 97894.4 | 97894.4 | 97894.4
| - | Estimated Heating Costs for Commercial Space | Proportional using M&O | - | - | - | - | - | - | - | - | - | - |  | 0 | 0 | 0
| T | Cooling: M&O if Electrified/ Owner Pd |  | Budgeted | Budgeted | Budgeted | Budgeted | Budgeted | Budgeted | Budgeted | Budgeted | Budgeted | Budgeted |  | Budgeted | Budgeted | Budgeted
| P | Cost/ Room (Owner Paid Cooling) | If Owner-paid Cooling | 0 | 0 | 0 | 0 | 0 | 0 | 0 | 0 | 0 | 0 |  | 108 | 108 | 108
| - | Annual Cooling Costs (Residential Areas) | If Owner Paid | Not In Scope | Not In Scope | Not In Scope | Not In Scope | Not In Scope | Not In Scope | 0 | Not In Scope | Not In Scope | Not In Scope |  | 51624 | 51624 | 51624
| T | DHW: Budgeted Costs (Only if Electrified) |  | Budgeted | Budgeted | Budgeted | Budgeted | Budgeted | Budgeted | Budgeted | Budgeted | Budgeted | Budgeted |  | Budgeted | Budgeted | Budgeted
| P | Cost/ Room (DHW) | If Owner-paid HPWH | #N/A | #N/A | #N/A | #N/A | #N/A | #N/A | #N/A | #N/A | #N/A | #N/A |  | 187 | 153 | 187
| - | Annual DHW Costs for apartments (per M&O) | Excludes Commercial Space | Not In Scope | Not In Scope | Not In Scope | Not In Scope | Not In Scope | Not In Scope | Not In Scope | Not In Scope | Not In Scope | Not In Scope |  | 25245 | 20655 | 25245
| - | Estimated DHW Costs for Commercial Space | Calculated, for reference only | #N/A | #N/A | #N/A | #N/A | #N/A | #N/A | #N/A | #N/A | #N/A | #N/A |  | 0 | 0 | 0
p
| P | Use of this tool does not signify an application to the REDi program or guarantee that project will be accepted!
| P | See REDi Tool User Instructions for additional information, assumptions, and other resource
| P | These are estimates only, based on proposed scope and current average equipment efficiencies and utility rates
`
Note on F92: [Threaded comment] Your version of Excel allows you to read this threaded comment; however, any edits to it will get removed if the file is opened in a newer version of Excel. Learn more: https://go.microsoft.com/fwlink/?linkid=870924 Comment: This should read the same as row 88 kbtu of Prim fuel if there is no secondary. Reply: Jen/others: Template fix? (inputs are protected) I adjusted formula in F92 to include an IfError(,0). and the Data Accuracy checks now reference F92 instead of f91. Now the QC checks work in row 104.
Note on G92: [Threaded comment] Your version of Excel allows you to read this threaded comment; however, any edits to it will get removed if the file is opened in a newer version of Excel. Learn more: https://go.microsoft.com/fwlink/?linkid=870924 Comment: This should read the same as row 88 kbtu of Prim fuel if there is no secondary. Reply: Jen/others: Template fix? (inputs are protected) I adjusted formula in F92 to include an IfError(,0). and the Data Accuracy checks now reference F92 instead of f91. Now the QC checks work in row 104.
Note on S92: [Threaded comment] Your version of Excel allows you to read this threaded comment; however, any edits to it will get removed if the file is opened in a newer version of Excel. Learn more: https://go.microsoft.com/fwlink/?linkid=870924 Comment: This should read the same as row 88 kbtu of Prim fuel if there is no secondary. Reply: Jen/others: Template fix? (inputs are protected) I adjusted formula in F92 to include an IfError(,0). and the Data Accuracy checks now reference F92 instead of f91. Now the QC checks work in row 104.
Note on T96: [Threaded comment] Your version of Excel allows you to read this threaded comment; however, any edits to it will get removed if the file is opened in a newer version of Excel. Learn more: https://go.microsoft.com/fwlink/?linkid=870924 Comment: automate (1-g88)

## Contact List (hidden)
Resilient & Equitable Decarbonization Initiative (REDi) Proforma
TAP to pull info from HPD Workbook and add contacts
PROJECT INFORMATION AND ELIGIBILITY (From Intake Tab) | Name (autopopulated) | Contact info/ Emails
HPD 5-digit Project ID | 0
HPD Project Name | 0
HPD Primary Program | 0
Developer/ Sponsor Names | 0
Architect of Record | 0
MEP Engineer of Record | 0
Green Consultant? | 0
HPD & TAP | Name (autopopulated where known) | Contact info/ Emails
BLDS MEP Team | Jesus Deras, Tom Cavallo | derasj@hpd.nyc.gov, cavallot@hpd.nyc.gov
HPD PM
HPD Program Director (cc on important emails)
HPD Sustainabiliy | Giulia Luci, Rosy Tavares | lucig@hpd.nyc.gov, sustainablity@hpd.nyc.gov, tavaresR@hpd.nyc.gov
TAP Champion
TAP general address
NYSERDA | James baker, Maelyn Southers | james.baker@nyserda.ny.gov, maelyn.southers@nyserda.ny.gov
Note on B2: [Threaded comment] Your version of Excel allows you to read this threaded comment; however, any edits to it will get removed if the file is opened in a newer version of Excel. Learn more: https://go.microsoft.com/fwlink/?linkid=870924 Comment: The below should match workbook for easy scraping

## Photo Links & Misc (hidden)
Miscelaneous TAP Scratch calculations and work can be done on this tab that is not write protected.
[6 empty] | LL97 Guidance for Affordable Housing - HPD | [5 empty] | BEX NYC LL97 Calculator
| 1 | 2 | 3 | 4 | 5 | LL97 Fine est. |  | ton CO2/Yr
| 0 | 0 | 0 | 0 | 0 | Step (Yrs) | Years | threshold | current | Overage | Fines/Yr | Total Fines
Link: | Google Maps (Example Link, replace) |  |  |  |  | 2030-34* | 0 | 214 | 294 | 80 | 21440 | 0
| ZoLa ¦2344 Davidson EXAMPLE |  |  |  |  | 2035-39 | 5 | 172 | 294 | 122 | 32696 | 163480
[6 empty] | 2040-49 | 10 | 131 | 294 | 163 | 43684 | 436840
[6 empty] | 2050+ | 10 | 0 | 294 | 294 | 78792 | 787920
| 6 | 7 | 8 | 9 | 10 | [5 empty] | Total Fines | 1388000
| 0 | 0 | 0 | 0 | 0 | [5 empty] | Total NPV
sample below
Example photo below. Delete this text when replaced.
[6 empty] | Utility bills |  | Rate Class
[6 empty] | Sum-> | 1 | 0 | 0
[6 empty] | Date | therms | Cost | avg Rate
[7 empty] | 1 |  | 0
#DIV/0!
#DIV/0!
#DIV/0!
#DIV/0!
#DIV/0!
#DIV/0!
#DIV/0!
#DIV/0!
#DIV/0!
#DIV/0!
#DIV/0!

## TAP Instructions (hidden)
GENERAL INSTRUCTIONS
Password: REDi" to unlock sheets or workbook, but please try NOT to do this (or reprotect afterward)
Let Jen know ASAP if there are weird issues with formulas or anything else
STEP 1: INPUT BUILDING AND SCOPE INFORMATION FROM HPD WORKBOOK
If necessary, unfilter Cell B1 to expose all rows for inputting (you can later filter out blank rows for ease of use)
1 | Open HPD Workbook - REDi Bridge Tab (HPD2023 to unlock sheet & workbook)
2 | Copy Info into Green Cells (rows 12-82). Do not overwrite formatting - use Paste Values (and/or do not keep source formatting)
Do not copy columns for buildings where there is no electrification being requested
3 | TAP fills in/ overwrites light blue cells for likely Electrical Upgrades. Instructions are in red in Column D, but use your discretion. Check how building is metered, who pays for what, etc.
The last several columns have example scopes for reference & which you can play around with
STEP 2: ADDITIONAL INPUT FROM HPD WORKSHEET, IPNA, BILLS, AND TAP EXPERTISE
1 | Input green rows from HPD Workbook where information is available. If cells are blank, use IPNA or bills to fill in cells.
2 | Fill in all blue rows using information from IPNA or use defaults when info is not available. Instructions are in red in Column D
3 | Review Sanity Check rows (light red) - that may reveal a fuel usage error
If there are discrepancies between sources, flag for follow up in the TAP Determination section
STEP 3: REVIEW COST & SAVINGS ANALYSIS
This section includes calculated methodology only based on this tool and current utility rates (including different rates for NG and Con Ed gas)
1 | Make sure all numbers are calculating - if not see if info is missing above (you can unfilter rows if necessary to check formulas)
2 | Make sure the numbers look right - and flag if they don't and you don't see errors in data input above.
Any items with dark red, bold font is signifies that this is something that should get further scrutiny
STEP 4: COST AND INCENTIVE ANALYSIS
1 | This section is automated, but should be checked for any noticable errors or missing information
Incentive Scaler assumes Studios & 1BR at 66% and 1BR at 83.5% of max incentive amount, and only allocates Offset funds to eligible scopes
2 | If applicant has provided their own BAU costs, or if electrical upgrades are already required, adjust numbers in Section 6, BAU
Several signficant cost-drivers are ERV and Passive-House/ High Performance windows & roof if not needed to meet Scope 3
STEP 5: TAP EVALUATION & DETERMINATION
1 | Review white cells: Any items with dark red, bold font is signifies that this is something that should get further scrutiny
Is building eligible for REDi? If "No" then REDi funds cannot be used. However, offset funding can be used outside Con Ed territory.
Is building eligible prioritized by HPD? This should factor into decision, especially if costs are high/ savings are low
Are there any flags related to HPD's heating policy? This may require a change in scope.
| Are costs/ savings in line with REDi goals? Flagged if not. | Offset eligiblity counted, but
2 | Identify any critical questions or missing info needed to finalize REDi tool (and fill in the blue cells) | Offset Amount no longer counted in Tool,
4 | Determine which building scopes should be funded - based on alignment w/ HPD recommendations, cost effectiveness of scope, savings, and overall funding availability.
Fund!: OK to fund/ include in REDi
Review Track Only: For buildings that will be reviewed by TAP but can't be funded, and need to be isolated for other funding sources
Revise Scope: If TAP feels scope should be revised due to costs, negative savings, policy issues, etc.
Ineligible: For buildings that are ineligible for the REDi program and will not be reviewed by TAP
5 | Check to see if your choices result in a signficant funding gap. If so, revise determination
6 | Fill in any comments/ recommendations that relate to how/ why TAP is making a determination
7 | Review Next Steps - including proposing an alternative scope if necessary, and then move to ProForma step.
Feel free to bring this up w/ HPD if there are questions about determination!
PROFORMA
Most cells are autopopulated, but:
1 | TAP to fill ALL blue cells in Project Information, noting any information necessary to applicant (and noting if an alt. scope is recommended)
If being asked to rescope, explain why a building is being asked to rescope (and how), etc. This could include different REDi scope, or reducing some of the high cost measures (like Passive House windows not required for Scope 3)
Note any contingencies (like - "assuming adeqate space in mechancial room for DHW tanks")
2 | Review w/ HPD Sustainability, and then send Proforma (or multiple if "Alt" scope is being proposed) to HPD Program first.
3 | Once HPD Program OK's, send to Project Team. A meeting may be requested before PIOL step if an alternative scope is proposed and applicant has ?s
Remind PM to review the full Proforma, including methodology to avoid confusion
ALTERNATE SCOPES
TAP may save out an "_Alt" version of the REDiTool and revise the scope
Can be done to propose an alternative scope to applicant, or as project evolves during the course of the project
Be sure to save the Proforma as "_Alt" and note this in Project Information section
You can also use the Example Scope Columns in the far right of the worksheet to play around, but it won't calculate total project costs/ incentives
GENERAL INSTRUCTIONS for PUBLIC REDi TOOL
Use filter to select only rows labelled as "P" for Public
Update the Assumptions by copy-pasting from the Proforma (if updated)
Hide Columns B and Q through U
Make sure Fund! Is selected
Hide all tabs except REDiTool and User Instructions
Make sure REDi Tool tab and Workbook are protected!
Clear out all non-locked cells
Save as "REDi Cost and Savings Tool: VX.X", and post on REDi website

## REDi Tool User Instructions
REDi Cost & Savings Calculator
This tool is for preliminary analysis of scopes only, and provides estimated incremental costs & energy cost savings with the goal of helping potential applicants determine REDi applicability, and to optimize for Beneficial Electrification.
This tool does not constitute an application to or guarantee approval into the REDi Program
To apply to REDi: Fill in the REDi Application Tab in the HPD Design Guidelines Workbook
Wondering how to select the right heat pump? |  | FAQ-Selecting the Right Type of Heat Pump for your project
REDi Incentives (Max per DU, will be weighted for unit size) |  |  | M&O Standards for 2025 (cost/ room/ year)* Always use current standard when underwriting
REDi Scope 1: Hot Water | 0.5 |  | Hot Water: Gas** | 119
REDi Scope 2: Space Heating* | 1 |  | Hot Water: Electric Resistance | 330
Boost: Partial/ Full Elec. Upgrade | $2,000/ $4,000 |  | Hot Water: Electric Heat Pump | 187
REDi Scope 3: Base | 1.15 |  | Hot Water: Partial Hot Water Electrification | TBD, based on %
Boost: Enhanced Insulation | $4,000/ $8,000 |  | Heating: Gas** | 221
Boost: Passive House Windows | 2000 |  | Heating: Electric Heat Pump | 256
Boost: ERV | 8000 |  | Heating: Electric Heat Pump, Scope 3 | 205
Max Incentives for Scope 2+3 | 32000 |  | Heating: Electric Heat Pump, Passive House | 153.6
Max Incentives per DU | 35000 |  | Cooling: Apartment Cooling if Owner Paid*** | 108
Max Incentives Per Building** | 200 |  | Repairs/Replacement for Elec. Buildings | Add $100
Max Incentives Per Project** | 138 |  | *See HPD Utility Allowances for resident-paid expenses
*PTHPs will be incentived at $14,000/ DU |  |  | **Does not factor in higher costs for gas in Con Ed territory
*PTHPs replacing PTACs will be incentived at $12,000 |  |  | ***Reduce by 20% for Passive House
**Up to $3,000,000 for Mitchell Lama projects
Assumptions in this Tool
Additional information, Resources and Next Steps
HPD REDi webpage w/ FAQs and all required documentation
FAQ-Selecting the Right Type of Heat Pump for your project
redi-process-steps.pdf
Underwriting Electric and High-Performance Buildings
HPD Electric Heating Policy
VRF System Maintenance Plan

## Dropdowns_v2 (hidden)
Comments/ Notes | Item | Category | Value | Units | Comments | Cost/ DU (for reference) or notes
| Electrification of Heating Not in Scope | Heating System Residential | 0 | Cost/SF
| Electric Heat Pump-Cold Climate Split System | Heating System Residential | 50 | Cost/SF | Cadmus Feb 2025: $45 + $5 for dunnage and patching, excludes O+P | $47/ Cadence Sept 2024
| Electric Heat Pump-Central VRF (3-pipe) | Heating System Residential | 55 | Cost/SF | Estimate, don't have info
| Electric Heat Pump-Central VRF (2-pipe) | Heating System Residential | 50 | Cost/SF | Cadmus Feb 2025: $45 + $5 for dunnage and patching, excludes O+P | `
| Electric Heat Pump-PTHP | Heating System Residential | 27 | Cost/SF | Revised 4/28/2025 based on ANCP numbers | Based on C
Value require QC - Placeholder assumption | Electric Heat Pump-Ground Source/Geothermal | Heating System Residential | 60 | Cost/SF | Very rough estimate, excluding any extra incentives
Value require QC - Placeholder assumption | Electric Heat Pump-Water Source/ Water Loop | Heating System Residential | 55 | Cost/SF | Based on Nicole Ceci's presentation in Feb 24
| Electric Heat Pump-PTHP (if replacing PTAC) | Heating System Residential | 22 | Cost/SF | Revised 4/28/2025 based on ANCP numbers | $26 Cadence, Sept 2024 assumes no sleeve
| Electric Heat Pump - TBD | Heating System Residential | 47.5 | Cost/SF | Estimated Midpoint
| Electrification of Heating Not in Scope | Heating System Commercial | 0 | Cost/SF
| Electric Heat Pump-Cold Climate Split System | Heating System Commercial | 50 | Cost/SF | Cadmus Feb 2025: $45 + $5 for dunnage and patching, excludes O+P
| Electric Heat Pump-Central VRF (3-pipe) | Heating System Commercial | 55 | Cost/SF | Cadmus Feb 2025: $45 + $5 for dunnage and patching, excludes O+P
| Electric Heat Pump-Central VRF (2-pipe) | Heating System Commercial | 50 | Cost/SF | Cadmus Feb 2025: $45 + $5 for dunnage and patching, excludes O+P
| Electric Heat Pump-PTHP | Heating System Commercial | 27 | Cost/SF | Cadence, Sept 2024 assumes sleeve or similar + $5 for safety
Value require QC - Placeholder assumption | Electric Heat Pump-Ground Source/Geothermal | Heating System Commercial | 60 | Cost/SF | Very rough estimate
Value require QC - Placeholder assumption | Electric Heat Pump-Water Source/ Water Loop | Heating System Commercial | 55 | Cost/SF | Based only on one AEA project that is underway as of Oct 2024
| Electric Heat Pump-PTHP (if replacing PTAC) | Heating System Commercial | 22 | Cost/SF | Cadence, Sept 2024 assumes no sleeve
| Electric Heat Pump - TBD | Heating System Commercial | 47.5 | Cost/SF | Estimated Midpoint
| New Boiler + Steam Upgrades | BAU Heating Scope |  |  | For BAU
| New Boiler + Hydronic Upgrades | BAU Heating Scope |  |  | For BAU
| New Boiler + Steam to Hydronic | BAU Heating Scope |  |  | For BAU
| New Boiler + | BAU Heating Scope |  |  | For BAU
| Electrification of Heating Not in Scope | Cost/ Room (Heating) | 0 | Cost/Room | Budgeted Costs for Elec. Space Heating Lookup
| Electric Heat Pump - Typical | Cost/ Room (Heating) | 256 | Cost/Room | Budgeted Costs for Elec. Space Heating Lookup | Assumes 10% envelope improvements
| Electric Heat Pump - Scope 3 | Cost/ Room (Heating) | 204.8 | Cost/Room | Budgeted Costs for Elec. Space Heating Lookup | Assumes 20% cost reduction from standard
| Electric Heat Pump - Passive House | Cost/ Room (Heating) | 153.6 | Cost/Room | Budgeted Costs for Elec. Space Heating Lookup | Assumes 40% cost reduction from standard
| Electrification of Heating Not in Scope | BAU Heating Scope | 0 | Cost/SF | Counterfactual Cost Impact Lookup - New Boiler & Distribution Upgrades
| #2 Oil | BAU if Oil heating (addt'l) | 3 | Cost/SF | Cost to Electrify Proposed Scope Lookup | Revised to reflect conversion, flue & oil tank removal
| #4 Oil | BAU if Oil heating (addt'l) | 3 | Cost/SF | Cost to Electrify Proposed Scope Lookup | Revised to reflect conversion, flue & oil tank removal
| Natural Gas | BAU if Oil heating (addt'l) | 0 | Cost/SF | Cost to Electrify Proposed Scope Lookup
| Electric | BAU if Oil heating (addt'l) | 0 | Cost/SF | Cost to Electrify Proposed Scope Lookup
| Electrification of Heating Not in Scope | Assumed COP (Space Heating) | 1 |  | Calculated Costs for Elec. Space Heating Lookup
| Electric Heat Pump-Cold Climate Split System | Assumed COP (Space Heating) | 2.5 |  | Calculated Costs for Elec. Space Heating Lookup
| Electric Heat Pump-Central VRF (3-pipe) | Assumed COP (Space Heating) | 2 |  | Calculated Costs for Elec. Space Heating Lookup
| Electric Heat Pump-Central VRF (2-pipe) | Assumed COP (Space Heating) | 2 |  | Calculated Costs for Elec. Space Heating Lookup
| Electric Heat Pump-PTHP | Assumed COP (Space Heating) | 2.5 |  | Calculated Costs for Elec. Space Heating Lookup
Value require QC - Placeholder assumption | Electric Heat Pump-Ground Source/Geothermal | Assumed COP (Space Heating) | 4 |  | From Zach Fink, who said 4.2, awaiting other inputs
Value require QC - Placeholder assumption | Electric Heat Pump-Water Source/ Water Loop | Assumed COP (Space Heating) | 2.5
| Electric Heat Pump-PTHP (if replacing PTAC) | Assumed COP (Space Heating) | 2.5 |  | Calculated Costs for Elec. Space Heating Lookup
| Electric Heat Pump - TBD | Assumed COP (Space Heating) | 2.25 |  | Calculated Costs for Elec. Space Heating Lookup
| 1 pipe Steam | Existing Heating System | 12 |  | Existing Heating Sysyem Dropdown response | Assumes major overhaul of steam system + boiler replacment | Per 2021 BLDS analysis-escalated, $20/ SF for steam to hydro
| 2 pipe Steam | Existing Heating System | 12 |  | Existing Heating Sysyem Dropdown response | Assumes major overhaul of steam system + boiler replacment | Per 2021 BLDS analysis-escalated, $20/ SF for steam to hydro
| Hydronic baseboard | Existing Heating System | 8 |  | Existing Heating Sysyem Dropdown response | Estimate from Pilot
| Hydronic PTAC | Existing Heating System | 8 |  | Existing Heating Sysyem Dropdown response | Estimate for PTAC replacement
| Gas PTAC | Existing Heating System | 8 |  | Existing Heating Sysyem Dropdown response | Estimate for PTAC replacement
| Electric PTAC | Existing Heating System | 8 |  | Existing Heating Sysyem Dropdown response | Estimate for PTAC replacement
| Electric Resistance | Existing Heating System | 8 |  | Existing Heating Sysyem Dropdown response | Estimate, assumes cooling is already in scope
| 1 pipe Steam | Heating Distribution Efficiency (from IPNA) | 60% | Efficiency (%) | Very rough estimates from Pilot | verify if different
| 2 pipe Steam | Heating Distribution Efficiency (from IPNA) | 60% | Efficiency (%) | Very rough estimates from Pilot | verify if different
| Hydronic baseboard | Heating Distribution Efficiency (from IPNA) | 80% | Efficiency (%) | Very rough estimates from Pilot
| Hydronic PTAC | Heating Distribution Efficiency (from IPNA) | 80% | Efficiency (%) | Very rough estimates from Pilot
Value require QC - Placeholder assumption | Gas PTAC | Heating Distribution Efficiency (from IPNA) | 90% | Efficiency (%) | Jen's guess
| Electric PTAC | Heating Distribution Efficiency (from IPNA) | 100% | Efficiency (%)
| Electric Resistance | Heating Distribution Efficiency (from IPNA) | 100% | Efficiency (%)
DHW
| Electrification of DHW Not in Scope | DHW Systems Proposed | 0 | Cost/SF
| Electric Heat Pump, Central | DHW Systems Proposed | 15 | Cost/SF | Cadmus Feb 2025: $45 + $5 for dunnage and patching, excludes O+P | 10500
| Electric Heat Pump, Central CO2 | DHW Systems Proposed | 25 | Cost/SF | Based on New Senate, likely too high | 17500
Value require QC - Placeholder assumption | Electric Heat Pump, Partial Load | DHW Systems Proposed | 9 | Cost/SF | Temporary. Assumes 50% electrification + upgrades to non-electric portion - awating SWA info
Value require QC - Placeholder assumption | Electric Heat Pump - TBD | DHW Systems Proposed | 15 | Cost/SF | Likely would be Central, so the same cost
| Hybrid Heat Pump, In-unit | DHW Systems Proposed | 5 | Cost/SF | from Pilot | 3500
| Packaged Hybrid Heat Pump | DHW Systems Proposed | 10 | Cost/SF | Not sure what this would even be
| Electric DHW units, In-unit | DHW Systems Proposed | 3 | Cost/SF | estimated | 2100
| Electrification of DHW Not in Scope | BAU DHW Scope | 0 | Cost/SF | Counterfactual Cost Impact Lookup
| Electric Heat Pump, Central | BAU DHW Scope | 4 | Cost/SF | Counterfactual Cost Impact Lookup | Revsied to reflect Decouple + Demo
| Electric Heat Pump, Partial Load | BAU DHW Scope | 4 | Cost/SF | Counterfactual Cost Impact Lookup | Revsied to reflect Decouple + Demo
| Electric Heat Pump, Central CO2 | BAU DHW Scope | 4 | Cost/SF | Counterfactual Cost Impact Lookup | Revsied to reflect Decouple + Demo
| Electric Heat Pump - TBD | BAU DHW Scope | 4 | Cost/SF | Counterfactual Cost Impact Lookup | Revsied to reflect Decouple + Demo
| Hybrid Heat Pump, In-unit | BAU DHW Scope | 4 | Cost/SF | Counterfactual Cost Impact Lookup | Revsied to reflect Decouple + Demo
| Packaged Hybrid Heat Pump | BAU DHW Scope | 4 | Cost/SF | Counterfactual Cost Impact Lookup | Revsied to reflect Decouple + Demo
| Electric DHW units, In-unit | BAU DHW Scope | 4 | Cost/SF | Counterfactual Cost Impact Lookup | Revsied to reflect Decouple + Demo
| Assumed COP (DHW) | Assumed COP (DHW) | 1.76 |  | Calculated Costs for HPWH
| Electrification of DHW Not in Scope | Cost/ Room (DHW) | 0 | Cost/Room | Lookup associated with Budgeted HPWH Cost/ Room prompt
| Electric Heat Pump, Central | Cost/ Room (DHW) | 187 | Cost/Room | Lookup associated with Budgeted HPWH Cost/ Room prompt | 2025 HDC Standard
Value require QC - Placeholder assumption | Electric Heat Pump, Partial Load | Cost/ Room (DHW) | 153 | Cost/Room | Assumes split between Budgeted HPWH and Gas DHW
| Electric Heat Pump, Central CO2 | Cost/ Room (DHW) | 187 | Cost/Room | Lookup associated with Budgeted HPWH Cost/ Room prompt | 2025 HDC Standard
| Electric Heat Pump - TBD | Cost/ Room (DHW) | 187 | Cost/Room | Lookup associated with Budgeted HPWH Cost/ Room prompt | 2025 HDC Standard
| Hybrid Heat Pump, In-unit | Cost/ Room (DHW) | 187 | Cost/Room | Lookup associated with Budgeted HPWH Cost/ Room prompt | 2025 HDC Standard
| Packaged Hybrid Heat Pump | Cost/ Room (DHW) | 187 | Cost/Room | Lookup associated with Budgeted HPWH Cost/ Room prompt | 2025 HDC Standard
Value require QC - Placeholder assumption | Electric DHW units, In-unit | Cost/ Room (DHW) | 330 | Cost/Room | Lookup associated with Budgeted HPWH Cost/ Room prompt. Cost for Electric DHW in-unit (Electric Resistance) is 2.4 times Heat Pump cost
| Direct Fired Storage Tank | Existing DHW System |  |  | DHW System (from Workbook or IPNA) dropdown response
| Separate Hot Water Boiler | Existing DHW System |  |  | DHW System (from Workbook or IPNA) dropdown response
| Indirect Heat Exchanger | Existing DHW System |  |  | DHW System (from Workbook or IPNA) dropdown response
| Tankless Coil | Existing DHW System |  |  | DHW System (from Workbook or IPNA) dropdown response
| Poor (Steam immersion coil combi system) | DHW Efficiency; Plant Efficiency | 50% | Efficiency (%) | Plant Efficiency
| Decent (Non-Steam system)-default | DHW Efficiency; Plant Efficiency | 60% | Efficiency (%) | Plant Efficiency
| Good (code-compliant, dedicated DHW sealed combustion) | DHW Efficiency; Plant Efficiency | 70% | Efficiency (%) | Plant Efficiency
| Low Flow Fixtures Only | DHW Efficiency Measures |  |  | DHW Efficiency Measures Dropdown Response
| Low Flow + Minimal Pipe Insulation | DHW Efficiency Measures |  |  | DHW Efficiency Measures Dropdown Response
| Low Flow + Extensive Pipe Insulation | DHW Efficiency Measures |  |  | DHW Efficiency Measures Dropdown Response
| Low Flow + Recirc Piping w/ Insulation | DHW Efficiency Measures
| Low Flow Fixtures Only | Reduced DHW losses from low-flow fixtures & pipe insulation | 0% |  | Index Lookup for Losses in Utility Cost Section
| Low Flow + Minimal Pipe Insulation | Reduced DHW losses from low-flow fixtures & pipe insulation | 5% |  | Index Lookup for Losses in Utility Cost Section
| Low Flow + Extensive Pipe Insulation | Reduced DHW losses from low-flow fixtures & pipe insulation | 10% |  | Index Lookup for Losses in Utility Cost Section
| Low Flow + Recirc Piping w/ Insulation | Reduced DHW losses from low-flow fixtures & pipe insulation | -10% |  | Index Lookup for Losses in Utility Cost Section (20% loss + 10% gain from insulation)
ELECTRICAL UPGRADES & DEMAND MGMT
| TBD | Electrical Upgrades |  | Cost/SF
| No Electric Upgrade | Electrical Upgrades | 0 | Cost/SF |  | 0
| Electrical Wiring, Partial | Electrical Upgrades | 1 | Cost/SF | Revsed based on Momentum & J-51 Analysis for riser + panel | 700
| Electrical Wiring, Full (Apartments) | Electrical Upgrades | 3.5 | Cost/SF | Revsed based on Momentum & J-51 Analysis for riser + panel | 2450
| TBD | Electrical Upgrades |  | Cost/SF
| No Electric Upgrade | Electrical Upgrades | 0 | Cost/DU
| Electrical Panel, Partial (SRO) | Electrical Upgrades | 500 | Cost/DU | Revised based on Pilot Expansion Analysis | 500
| Electrical Panel, Apartments | Electrical Upgrades | 3000 | Cost/DU | Revised, assumes 50% of full distribution upgrade | 3000
| Electrical Panel, Main Panel | Electrical Upgrades | 500 | Cost/DU | Revised based on Pilot Expansion Analysis | 500
| Electrical Panel, Partial + Main Panel | Electrical Upgrades | 1000 | Cost/DU | Revised based on Pilot Expansion Analysis | 1000
| Electrical Panel, Apartments + Main Panel | Electrical Upgrades | 3500 | Cost/DU | Revised based on Pilot Expansion Analysis | 3500
| No Energy or Demand Management Proposed | BAU Electrical Upgrades | 0 | Cost/SF | Counterfactual Cost Impact Lookup | 0
| Energy or Demand Management is Proposed | BAU Electrical Upgrades | 0 | Cost/SF | Counterfactual Cost Impact Lookup | 0
| TBD | BAU Electrical Upgrades | 0 | Cost/SF | Counterfactual Cost Impact Lookup
| Demand Management Not in Scope | Demand Management | 0 | Cost/SF | From Kevin, 3/20/2025
| Demand Management Included | Demand Management | 1.5 | Cost/SF | From Kevin, 3/20/2025
| Demand Management Not in Scope | Demand Management | 0% | Efficiency (%) | From Kevin, 3/20/2025
| Demand Management Included | Demand Management | 10% | Efficiency (%) | From Kevin, 3/20/2025
| Flue for Oil-to-Gas (per story) | Miscellaneous items (integrated into costs above) | 7000 | Cost/SF | Integrated into Heating Costs | 4900000
| No Flue in Scope | Miscellaneous items (integrated into costs above) | 0 | Cost/SF | Integrated into Heating Costs | 0
| Dunnage & Patching - Heating | Miscellaneous items (integrated into costs above) | 3.5 | Cost/SF | Integrated into Heating Costs | 2450
| Dunnage & Patching - DHW | Miscellaneous items (integrated into costs above) | 0.5 | Cost/SF | Integrated into Heating Costs | 350
| Dunnage - Htg & DHW | Miscellaneous items (integrated into costs above) | 4 | Cost/SF | Integrated into Heating Costs | 2800
| No Dunnage Req'd | Miscellaneous items (integrated into costs above) | 0 | Cost/SF | Integrated into Heating Costs | 0
| Pipe Insulation | Miscellaneous items (integrated into costs above) | 0.5 | Cost/SF | Integrated into Heating Costs | 350
VENTILATION, ENVELOPE & COOKING
| Natural Ventilation, No Change | Envelope Ventilation | 0 | Cost/SF | Proposed Ventilation Dropdown Response | 0
| Existing Mechanical Ventilation, No Change | Envelope Ventilation | 0 | Cost/SF | Proposed Ventilation Dropdown Response | 0
| New Exhaust Only Ventilation | Envelope Ventilation | 7.5 | Cost/SF | Proposed Ventilation Dropdown Response; Revised based on Pilot Expansion Analysis | 5250
| New ERV | Envelope Ventilation | 20 | Cost/SF | Proposed Ventilation Dropdown Response; added on 10/19/2023 based on Decarb Roadmap | 14000
| Natural Ventilation, No Change | BAU Ventilation Scope, where req'd | 0 | Cost/SF | Cost to Electrify Proposed Scope Lookup
| Existing Mechanical Ventilation, No Change | BAU Ventilation Scope, where req'd | 0 | Cost/SF | Cost to Electrify Proposed Scope Lookup
| New Exhaust Only Ventilation | BAU Ventilation Scope, where req'd | 7.5 | Cost/SF | Cost to Electrify Proposed Scope Lookup | Assumes that if scope includes ventilation, mech. ventilation is a requirement
| New ERV | BAU Ventilation Scope, where req'd | 7.5 | Cost/SF | Cost to Electrify Proposed Scope Lookup | Assumes that if scope includes ventilation, mech. ventilation is a requirement
| New Roof - NYCECC Compliant | Envelope Roof | 6 | Cost/SF | from pre-Pilot analysis | 4200
| New Roof - High Performance | Envelope Roof | 7 | Cost/SF | from pre-Pilot analysis | 4900
| Not in Scope | Envelope Roof | 0 | Cost/SF |  | 0
| New Roof - NYCECC Compliant | BAU Roof Scope | 6 | Cost/SF | Counterfactual Cost Impact Lookup
| New Roof - High Performance | BAU Roof Scope | 6 | Cost/SF | Counterfactual Cost Impact Lookup
| Not in Scope | BAU Roof Scope | 0 | Cost/SF | Counterfactual Cost Impact Lookup
| New Windows - NYCECC Compliant | Envelope Window | 10 | Cost/SF | from pre-Pilot analysis | 7000
| New Windows - Passive House or Triple Glazed | Envelope Window | 14 | Cost/SF | Boosted for 2024 | 9800
| Not in Scope | Envelope Window | 0 | Cost/SF |  | 0
| New Windows - NYCECC Compliant | BAU Window Scope | 10 | Cost/SF | Counterfactual Cost Impact Lookup
| New Windows - Passive House or Triple Glazed | BAU Window Scope | 10 | Cost/SF | Counterfactual Cost Impact Lookup
| Not in Scope | BAU Window Scope | 0 | Cost/SF | Counterfactual Cost Impact Lookup
| Not in Scope | Envelope Wall | 0 | Cost/SF |  | 0
Value require QC - Placeholder assumption | Partial wall insulation as part of Scope 3 strategy | Envelope Wall | 2.5 | Cost/SF | Guesstimate, provided by Jen
| All exposed exterior walls - exterior insulation meeting code | Envelope Wall | 20 | Cost/SF | Provided by Jen, based on Cadence
| All exposed exterior walls - interior insulation meeting code | Envelope Wall | 5 | Cost/SF | Provided by Jen, based on Cadence | 3500
| All exposed exterior walls - using a mix of interior & exterior insulation meeting code | Envelope Wall | 12.5 | Cost/SF | Updated 4/28/2025 to be halfway between interior and exterior | 8750
| Not in Scope | Reduced Envelope Losses | 10% |  | Calculated Costs for Elec. Space Heating Lookup
| Partial wall insulation as part of Scope 3 strategy | Reduced Envelope Losses | 50% |  | Based on 50% improvement requirement
| All exposed exterior walls - exterior insulation meeting code | Reduced Envelope Losses | 50% |  | Based on 50% improvement requirement
| All exposed exterior walls - interior insulation meeting code | Reduced Envelope Losses | 50% |  | Based on 50% improvement requirement
| All exposed exterior walls - using a mix of interior & exterior insulation meeting code | Reduced Envelope Losses | 50% |  | Based on 50% improvement requirement
| No stoves in Scope | Cooking | 0 | Cost/DU | For Cooking Equipment Dropdown and/or Cost Lookup, if needed | 0 | Cost/SF
| Upgrade Gas Stoves | Cooking | 900 | Cost/DU | For Cooking Equipment Dropdown and/or Cost Lookup, if needed | 1.2 | Cost/SF
| Convert to Electric Stoves | Cooking | 1350 | Cost/DU | For Cooking Equipment Dropdown and/or Cost Lookup, if needed | 1.8 | Cost/SF
| Convert to Induction Stoves | Cooking | 1850 | Cost/DU | For Cooking Equipment Dropdown and/or Cost Lookup, if needed | 2.4667 | Cost/SF
| No stoves in Scope | BAU Cooking Scope | 0 | Cost/SF | For Cooking Equipment Dropdown and/or Cost Lookup, if needed | 0
| Upgrade Gas Stoves | BAU Cooking Scope | 1 | Cost/SF | For Cooking Equipment Dropdown and/or Cost Lookup, if needed | 700
| Convert to Electric Stoves | BAU Cooking Scope | 1 | Cost/SF | For Cooking Equipment Dropdown and/or Cost Lookup, if needed | 700
| Convert to Induction Stoves | BAU Cooking Scope | 1 | Cost/SF | For Cooking Equipment Dropdown and/or Cost Lookup, if needed | 700
Value require QC - Placeholder assumption | Floodproofing of Equipment if not Electrified | BAU if floodprone building (coastal only) | 1 | Cost/SF | Guesstimate
TECHNICAL, UNDERWRITING & OTHER
| #2 Oil | Normalized Utility Rate for Fuel Type | 4 | Utility Rate | revised Jan 2025 - based on NYSERDA 5-yr should be revised annually | 2024
| #4 Oil | Normalized Utility Rate for Fuel Type | 4 | Utility Rate | revised Jan 2025 - based on NYSERDA 5-yr should be revised annually
| Electric - master meter (not used) | Normalized Utility Rate for Fuel Type | 0.45 | Utility Rate | revised Jan 2025 based on 2025 M&O analysis for VRF
| Electric - direct meter (not used) | Normalized Utility Rate for Fuel Type | 0.35 | Utility Rate | revised Jan 2025 based on 2025 Utility Allowances rising 37%
| Electric | Cost per kwh (master or direct) | 0.3 | Utility Rate | Blended rate for 2025 using M&O with Bright Power comps
| Natural Gas | ConEd | 2.3504 | Utility Rate | Cost/ Therm, Momentum Jan 2025 + 4% inflation
| Natural Gas | NGrid | 1.15 | Utility Rate | Cost/ Therm, Momentum Jan 2025 + 4% inflation
| #2 Oil | GHG Emissions Coefficient | 7.421e-05 | tCO2e per kBtu | tCO2e per kBtu | SKM_C550i22121312560 (cityofnewyork.us)
| #4 Oil | GHG Emissions Coefficient | 7.529e-05 | tCO2e per kBtu | tCO2e per kBtu | SKM_C550i22121312560 (cityofnewyork.us)
| Natural Gas | GHG Emissions Coefficient | 5.311e-05 | tCO2e per kBtu | tCO2e per kBtu | SKM_C550i22121312560 (cityofnewyork.us)
| District Steam | GHG Emissions Coefficient | 3.2e-05 | tCO2e per kBtu | tCO2e per kBtu | SKM_C550i22121312560 (cityofnewyork.us)
| Electric | GHG Emissions Coefficient | 0.000145 | tCO2e per kWh | tCO2e per kWh using LL97 2030 coefficients | SKM_C550i22121312560 (cityofnewyork.us)
| #2 Oil | Fuel Type |  |  | Fuel Type Dropdown
| #4 Oil | Fuel Type |  |  | Fuel Type Dropdown
| Natural Gas | Fuel Type |  |  | #VALUE!
| Electric | Fuel Type |  |  | Fuel Type Dropdown
Value require QC - Placeholder assumption | Heating - Oil | Cost/ Room (non-electric portion) | 300 | Cost/Room | Lookup associated with Budgeted Heating Cost/ Room prompt | 2025 M&O Standards
| Heating - Gas | Cost/ Room (non-electric portion) | 221 | Cost/Room | Lookup associated with Budgeted Heating Cost/ Room prompt | 2025 M&O Standards
| Heating - Electric Resistance | Cost/ Room (non-electric portion) | 300 | Cost/Room | Lookup associated with Budgeted Heating Cost/ Room prompt | Guess - aligned w/ Oil
Value require QC - Placeholder assumption | DHW - Oil | Cost/ Room (non-electric portion) | 200 | Cost/Room | Lookup associated with Budgeted DHW Cost/ Room prompt | 2025 M&O Standards
| DHW - Gas | Cost/ Room (non-electric portion) | 119 | Cost/Room | Lookup associated with Budgeted DHW Cost/ Room prompt | 2025 M&O Standards
| DHW - Electric Resistance | Cost/ Room (non-electric portion) | 200 | Cost/Room | Lookup associated with Budgeted DHW Cost/ Room prompt | Guess - aligned w/ Oil
| #2 Oil | Conversion to kBTU (from gal or therm) | 138 | kBTU | Cost to Electrify Proposed Scope Lookup
| #4 Oil | Conversion to kBTU (from gal or therm) | 146 | kBTU | Inputs from IPNA or Building Inspection Usage Conversion Lookup
| Natural Gas | Conversion to kBTU (from gal or therm) | 100 | kBTU | Inputs from IPNA or Building Inspection Usage Conversion Lookup
| Electric | Conversion to kBTU (from gal or therm) | 3.412 | kBTU | Inputs from IPNA or Building Inspection Usage Conversion Lookup
| kBTU | Conversion | 0.29307 | kWh
| Yes | Binary Response |  |  | TAP Tool Dropdown response
| No | Binary Response |  |  | TAP Tool Dropdown response
| Yes | Basic Response |  |  | TAP Tool Dropdown response
| No | Basic Response |  |  | TAP Tool Dropdown response
| Maybe | Basic Response |  |  | TAP Tool Dropdown response
| Boiler Efficiency (from IPNA) | Boiler Efficiency (from IPNA) | 75% |  | Default is 75%, use if not noted in IPNA
| MMBTU Conversion | MMBTU Conversion | 0.0034095 |  | Conversion from kWh
SCOPES & INCENTIVES
| Scope 1 - DHW | Proposed Scope |  |  | Proposed Scope Dropdown response
| Scope 2 - Heating | Proposed Scope |  |  | Proposed Scope Dropdown response
| Scope 1+2 - Electrification | Proposed Scope |  |  | Proposed Scope Dropdown response
| Scope 2+3 - Heating & Shell | Proposed Scope |  |  | Proposed Scope Dropdown response
| Scope 1+2+3 - Full | Proposed Scope |  |  | Proposed Scope Dropdown response
| Review Track Only | Proposed Scope |  |  | Proposed Scope Dropdown response
| No Electrification in Scope | Proposed Scope |  |  | Proposed Scope Dropdown response
| Electrification of DHW Not in Scope | Scope 1 Incentive | 0 | Cost/DU | REDi Incentive Amounts
| Electric Heat Pump, Central | Scope 1 Incentive | 3000 | Cost/DU | REDi Incentive Amounts
| Electric Heat Pump, Central CO2 | Scope 1 Incentive | 3000 | Cost/DU | REDi Incentive Amounts
| Electric Heat Pump, Partial Load | Scope 1 Incentive | 3000 | Cost/DU | REDi Incentive Amounts
| Electric Heat Pump - TBD | Scope 1 Incentive | 3000 | Cost/DU | REDi Incentive Amounts
| Hybrid Heat Pump, In-unit | Scope 1 Incentive | 3000 | Cost/DU | REDi Incentive Amounts
| Packaged Hybrid Heat Pump | Scope 1 Incentive | 3000 | Cost/DU | REDi Incentive Amounts
| Electric DHW units, In-unit | Scope 1 Incentive | 3000 | Cost/DU | REDi Incentive Amounts
| Electrification of Heating Not in Scope | Scope 2 Incentive | 0 | Cost/DU | REDi Incentive Amounts
| Electric Heat Pump-Cold Climate Split System | Scope 2 Incentive | 24000 | Cost/DU | REDi Incentive Amounts
| Electric Heat Pump-Central VRF (3-pipe) | Scope 2 Incentive | 24000 | Cost/DU | REDi Incentive Amounts
| Electric Heat Pump-Central VRF (2-pipe) | Scope 2 Incentive | 24000 | Cost/DU | REDi Incentive Amounts
Revised 4/28/2025 | Electric Heat Pump-PTHP | Scope 2 Incentive | 14000 | Cost/DU | REDi Incentive Amounts | Revised March 2025 based on new cost estimates
| Electric Heat Pump-Ground Source/Geothermal | Scope 2 Incentive | 24000 | Cost/DU | REDi Incentive Amounts
| Electric Heat Pump-Water Source/ Water Loop | Scope 2 Incentive | 24000 | Cost/DU | REDi Incentive Amounts
Revised 4/28/2025 | Electric Heat Pump-PTHP (if replacing PTAC) | Scope 2 Incentive | 12000 | Cost/DU | REDi Incentive Amounts | Revised March 2025 based on new cost estimates
| Electric Heat Pump - TBD | Scope 2 Incentive | 24000 | Cost/DU | REDi Incentive Amounts
| Not in Scope | Scope 3 Incentive | 0 | Cost/DU | REDi Incentive Amounts
| Partial wall insulation as part of Scope 3 strategy | Scope 3 Incentive | 4000 | Cost/DU | REDi Incentive Amounts
| All exposed exterior walls - exterior insulation meeting code | Scope 3 Incentive | 4000 | Cost/DU | REDi Incentive Amounts
| All exposed exterior walls - interior insulation meeting code | Scope 3 Incentive | 4000 | Cost/DU | REDi Incentive Amounts
| All exposed exterior walls - using a mix of interior & exterior insulation meeting code | Scope 3 Incentive | 4000 | Cost/DU | REDi Incentive Amounts
New 4/28/2025 | New ERV | Scope 3 Boost | 8000 | Cost/DU | REDi Incentive Amounts | See Updated Incentive Analysi Tab
New 4/28/2025 | New Windows - Passive House or Triple Glazed | Scope 3 Boost | 2000 | Cost/DU | REDi Incentive Amounts | See Updated Incentive Analysi Tab
New 4/28/2025 | All exposed exterior walls - using a mix of interior & exterior insulation meeting code | Scope 3 Boost | 4000 | Cost/DU | REDi Incentive Amounts | See Updated Incentive Analysi Tab
New 4/28/2025 | All exposed exterior walls - exterior insulation meeting code | Scope 3 Boost | 8000 | Cost/DU | REDi Incentive Amounts | See Updated Incentive Analysi Tab
| TBD | Scope 2 Wiring Boost | 0 | Cost/DU | REDi Incentive Amounts
| No Electric Upgrade | Scope 2 Wiring Boost | 0 | Cost/DU | REDi Incentive Amounts
Added 4/28/2025 | Electrical Wiring, Partial | Scope 2 Wiring Boost | 1000 | Cost/DU | REDi Incentive Amounts
| Electrical Wiring, Full (Apartments) | Scope 2 Wiring Boost | 2000 | Cost/DU | REDi Incentive Amounts
| TBD | Scope 2 Panel Boost | 0 | Cost/DU | REDi Incentive Amounts
| No Electric Upgrade | Scope 2 Panel Boost | 0 | Cost/DU | REDi Incentive Amounts
Added 4/28/2025 | Electrical Panel, Partial (SRO or Main Panel Only) | Scope 2 Panel Boost | 1000 | Cost/DU | REDi Incentive Amounts
| Electrical Panel, Full (All Apartments) | Scope 2 Panel Boost | 2000 | Cost/DU | REDi Incentive Amounts
Caps may change w/ Offsets | Maximum Per Building | Max Incentive | 1250000 |  | REDi Incentive Amounts
Caps may change w/ Offsets | Maximum Per Project | Max Incentive | 2500000 |  | REDi Incentive Amounts
| Maximum Per Project, Mitchell Lama | Max Incentive | 3000000 |  | REDi Incentive Amounts
| Not subject to LL97, building < 25,000 sf | LL97 Category
| Article 321: Prescriptive Pathway | LL97 Category
| Article 320: 2035 Pathway | LL97 Category
Leave this row as-is
NOTE: Add new entries here
Leave this row as-is
Momentum Notes:
Our logic is that if a building is built before 1980 and the heating system isn't electric (ducted or baseboard or PTAC) then the apartments will need upgrades. The upgrade cost comes from some heat pump installer quotes and should be assumed to cover in-unit electrical upgrades as well as distribution up to units. That's what we're trying to cover with that cost estimate.
Our cost estimates are trying to cover everything associated with getting the heat pumps installed, though it can of course be different based on all the other work a building owner is planning if there are overlaps in work scopes or rehab being done.
PHTP Construction Cost: The cost is estimated at $5,612 per packaged heat pump including installation, with each heated room estimated as an average of 300 ft^2. For buildings that don't have existing PTAC sleeves, an extra $1000 is added for envelope work to create the penetrations, and $6000 per apartment for electrical upgrade work.
| With sleeve & HPD rounding --> $7,000/ each | $6500*3 = $21,000/ DU / 750 SF --> | 30 | Cost/ SF | Dual wiring would be part of wiring upgrade cost
| Without sleeve --> $6,000/ each | $5500*3 = $19,500/ DU / 750 SF --> | 25 | Cost/ SF | Dual wiring would be part of wiring upgrade cost
Note on F63: [Threaded comment] Your version of Excel allows you to read this threaded comment; however, any edits to it will get removed if the file is opened in a newer version of Excel. Learn more: https://go.microsoft.com/fwlink/?linkid=870924 Comment: Please review and advice placeholder value

## Updated Incentive Analysis (hidden)
Revised REDi Incentive Menu, as of April 2025 (Draft) | [6 empty] | Example Scopes (Unscaled)
SCOPE | ITEM |  | 2BR (unscaled) | 1BR | 0BR |  | VRF + Scope 3 | PTHP w/ EIFS | PTHP to replace PTAC
|  |  | 100% | 80% | 60% |  | 100% | 100% | 100%
Scope 1: Base Incentive | Hot Water Heating: Central or Unitized, Full or Partial |  | 3000 | 2400 | 1800 |  | 3000 | 3000 | 3000
Scope 2: Base Incentive | Space Heating: VRF or Split System |  | 24000 | 19200 | 14400 |  | 24000
| Space Heating: PTHP* |  | 14000 | 11200 | 8400 |  |  | 14000
| Space Heating: PTHP if replacing PTAC* |  | 12000 | 9600 | 7200 |  |  |  | 12000
Scope 2: Boost Incentives | Electrical Upgrade, Partial | + | 2000 | 1600 | 1200 |  |  | 2000
| Electrical Upgrade, Full | + | 4000 | 3200 | 2400 |  | 4000
Scope 3: Base Incentive | Interior Insulation as part of Scope 3 Strategy |  | 4000 | 3200 | 2400 |  | 4000 | 4000 | 4000
Scope 3: Boost Incentives* (Scope 2+3 combined are eligible for up to $28K) | Mix of Interior/ Exterior Insulation as part of Scope 3 Strategy* | + | 4000 | 3200 | 2400 |  |  | 4000
| Exterior Insulation as part of Scope 3 Strategy* | + | 8000 | 6400 | 4800 |  |  |  | 8000
| Passive House/ Triple Pane Windows as part of Scope 3 Strategy* | + | 2000 | 1600 | 1200
| ERV as part of Scope 3 Strategy* | + | 8000 | 6400 | 4800 |  |  | 8000 | 8000
MAXIMUM/ DWELLING UNIT (Scope 1+2+3) |  | + | 35000 | 28000 | 21000 |  | 35000 | 35000 | 35000
MAXIMUM/ DWELLING UNIT (Scope 2+3 Only) |  |  | 32000 | 25600 | 19200 |  | 32000 | 32000 | 32000
Incentives are based on incremental costs compared to BAU o do not reflect full cost of measures
SCOPE 3 BOOST |  |  | SF/ 2BR Unit
Items | Incremental Cost compared to bAU |  | 750
Interior Insulation (full) | 5 |  | 3750
Mix of Int/ Ext Insulataion | 7.5 |  | 5625
Full EIFS | 15 |  | 11250
PH Windows | 4 |  | 3000
ERV | 12.5 |  | 9375
PTHP INCENTIVES (Including wall penetration)
Item | PTHP
Unit Type | SF Cost |  | Studio | 1BR | 2BR | 3BR
SF by Room* |  |  | 260 | 520 | 780 | 1040
Cost by SF | 27 |  | 7020 | 14040 | 21060 | 28080
Cost by Ephoca | 8000 |  | 8000 | 16000 | 24000 | 32000
BAU (Avg of steam/ hydro) | 8
Net SF Cost after BAU | 19 |  | 4940 | 9880 | 14820 | 19760
Actual Weighted Incentive |  |  | 7920 | 10620 | 12000 | 12000
|  |  | overincented | overincented | overincented
VRF INCENTIVES
Item | PTHP
Unit Type | SF Cost |  | Studio | 1BR | 2BR | 3BR
SF by Room* |  |  | 260 | 520 | 780 | 1040
Cost by SF | 50 |  | 13000 | 26000 | 39000 | 52000
Cost by Room | 13700 |  | 13700 | 27400 | 41100 | 54800
*Cadmus Analysis showed an average room size of 260 SF

## Tool Fixes (hidden)
| Complete? | 2024-10-28 | Comments:
| X | Change Commercial Use from Number to Text | Fixed
|  | What happens if secondary fuel type is blank? | Need logic if this is blank - Cadmus
| X | DHW secondary fuel split out as was done for St. Nicks | Added 4 rows similar to 103-106 that can be overwritten by tAP
|  | Existing DHW questions - use logic but ovewrite? | Discuss with team
| X | Wiring and Panel upgrades question/ logic | Discuss with team
12/16/2024 Edits (revised 1/07/2024)
|  | Item: | Comments: | HPD Workbook Changes | Cadmus Notes
| X | Convert Gas unit cost to $2.26/ therm in Con Ed & $1.10 in NGrid. Assume MN/BX (and Northern Queens) is Con Ed, BK/SI/Most of QNS is N.Grid | This will be easy for every place but Queens. We can automate this roughtly, OR add a question on the HPD Workbook asking who is the gas utility | Ask which gas utility - we already ask about Con Ed for electric | Change implemented. New row (row 29) asks for natural gas provider (if applicable). If no provider is specified but natural gas is primary or secondary heating fuel, then a "#N/A" error will be thrown to indicate the utility name is missing.
Insulation
| X | Not in scope |  | modify dropdowns | Changes made. Need to adjust Scope 3 incentives on row 164 to match new options here. In Dropdowns tab they are rows 253-256 and are in units of cost/DU.
|  | All exposed exterior walls - exterior insulation meeting code | 50% improvement and $25/ SF
|  | All exposed exterior walls - interior insulation meeting code | 50% improvement and $5/ SF
|  | All exposed exterior walls - using a mix of interior & exterior insulation meeting code | 50% improvement and $15/ SF
*Note: insulation of <100% of exposed exterior walls is not factored into budget or cost analysis, although may be part of a Scope 3 strategy
Reduced Envelope Losses:
| X | Baseline - required if Scope 2 is being implemented | 10% (min. from roof, walls and air-sealing) |  | Changes implemented. Need cost/sf value for Partial wall insulation value (Dropdowns tab, cell D175)
|  | PARTIAL WALL INSULATION AS PART OF SCOPE 3 STRATEGY | 50% (see above table)
|  | Scope 3 acheived/ All exposed exterior walls | 50% improvement (if Scope 3 is selected)
|  | Energy Savings Metrics | Ballpark performance and cost estimates
| X | Cadmus to fix MMBTU calcs - they assume full electrification, even when scope doesn't include both scope |  | n/a | The calculation was written to be performed regardless of electrification, so the MMBTU number that displayed if there was no electrification was that for the existing equipment with other upgrades (ex: gas heating with reduced loss from shell upgrade).
| X | I added rows for BTU/ SF/ HDD - would like to discuss w/ Cadmus how to do this more effectively or if worthwhile | Would need annual consumption year, HDDs for that year, and conversions | n/a | Will make it a range, low value and high value. Changes implemented.
| Status 4/21/2025 | 1/22/2025 Tool Edits - added on 1/22
| Fixed | Add BAU DHW Scope to the REDiTool | Use $4/sf from Dropdown Tab |  | There is existing BAU DHW scope in the Dropdowns tab (rows 82-89). Does any of this need to be changed? | No!
| Fixed | Update Utility Rates and M&O Standards |  |  | Jen updating
| Fixed | Revise BAU for floodproofing - applicable to coastal flooding only (not stormwater) |  |  | No action yet
| Review | Other items in yellow, should already be fixed but please confirm. |  |  | Items which have been addressed are re-colored to green (remove as you see fit). Unsure of actions needed for following rows: 24, 35, 68, 69, 81, 84, 85, 93, 94, 113, 168, 221, 222, 275
| Done by Jen but needs indexing | New M&O Heating Dropdown for Scope 3 of 20%
| Done by Jen but needs indexing | Update BAU for Existing Heating w/ more nuance
| Done by Jen but needs indexing | New envelope rows based on new categories
still undone | Cadmus to do | Delete extraneous rows in Dropdown where no longer required due to new formulas | 27-35, 40-48, 150-153, 211-214 (if not used), 196, 274-277
| Fixed, automated | Existing DHW row - can this be automataed and still have dropdown?
| Fixed | M&O Costs - if in scope and owner paid - can we fix this and have it be right in ProForma? | Track through proforma
| Fixed, not indexed | Reindex formula for partial DHW electrification to look up new M&O
| Fixed | Tool Version to 1.2
| Fixed | Fix ProForma messaging if needed
| Fixed | Elec Upgrades dropdowns
| Fixed | Row 150 not working correctly - PTHP to replace PTAC
| Cadmus to do | Fix MMBTU calcs for partial electrification (see GHG reductions strategy)
| need data | Cost for PTHP
| need data | Incentive for PTHP
| Status 4/21/2025 | HPD Workbook Edits
| Fixed | REDi eligibility vs Offset eligibility - Con Ed stuff - need to discuss.
| Fixed | Add rows for Gas service territory & dropdowns on Intake tab
| Fixed | Secondary Fuel - Dropdown for Natural Gas may have an extra space before the N, throwing everything off
| Deleted it on all tools | Move Commercial Community Fuel use cell for ease of reading
| Fixed | Update insulation choices
| Fixed | PTHP if replacing ANY PHTP - not electric. Electric is already addressed in building age. Covers sleeve
| Fixed (automated it in Tool) | Add row for partial DHW electrification | Otherwise it gets lost in TAP section
| Fixed | Add BAU Heating System Scope - if you weren't going to electrify
| Fixed | Secondary Fuel Use - eliminate N/A answer because it isn't working
| Fixed | Add Demand Management to workbook
| Status 4/21/2025 | Public REDi Tool
| Fixed | Identify all critical Public Rows in Tool
| Fixed | Create Instructions Tab for saving Public Tool
| Fixed | Add Assumptions to REDi Tool tab for public purpose
Test & Publish Tool

## Heating Degree Days (hidden)
Heating Degree Day, NYC per NYSERDA:
| 2024 | 2023 | 2022 | 2021 | 2020 | 2019 | 2018 | 2017 | 2016 | 2015 | 2014 | 2013 | 2012 | Normal
January | 1006 | 670 | 1038 | 868 | 807 | 984 | 1037 | 780 | 903 | 1086 | 1123 | 899 | 846 | 1008
February | 867 | 678 | 767 | 835 | 728 | 812 | 624 | 614 | 769 | 1136 | 938 | 851 | 680 | 861
March | 697 | 631 | 625 | 613 | 527 | 734 | 745 | 738 | 499 | 835 | 866 | 755 | 438 | 713
April | 353 | 270 | 375 | 317 | 428 | 319 | 468 | 246 | 357 | 344 | 412 | 366 | 294 | 392
May | 86 | 100 | 100 | 132 | 173 | 146 | 57 | 122 | 145 | 53 | 88 | 128 | 69 | 136
June | 0 | 0 | 2 | 0 | 2 | 4 | 8 | 16 | 2 | 35 | 0 | 4 | 11 | 16
July | 0 | 0 | 0 | 1 | 0 | 0 | 0 | 0 | 0 | 0 | 0 | 0 | 0 | 1
August | 0 | 0 | 0 | 0 | 0 | 0 | 0 | 0 | 0 | 0 | 0 | 0 | 0 | 1
September | 3 | 3 | 22 | 4 | 26 | 3 | 9 | 10 | 5 | 3 | 14 | 31 | 9 | 40
October | 222 | 222 | 207 | 79 | 172 | 152 | 233 | 76 | 161 | 217 | 166 | 172 | 173 | 249
November | 518 | 518 | 411 | 487 | 323 | 607 | 580 | 505 | 378 | 352 | 579 | 577 | 591 | 524
December |  | 838 | 805 | 625 | 744 | 804 | 750 | 889 | 759 | 435 | 752 | 826 | 681 | 836
TOTAL | 3749 | 3930 | 4352 | 3961 | 3930 | 4565 | 4511 | 3996 | 3978 | 4496 | 4938 | 4609 | 3792 | 4777
Monthly Cooling and Heating Degree Day Data - NYSERDA
Average 2020 thru current: |  |  | 3984.4
|  | Min | 3749
|  | Max | 4938

## New Cadmus Notes (hidden)
| ISSUE LOG | ISSUE LOG | Issue
TAPTool Updates:
| Electrical Upgrades |  |  | Trigger
|  | 2.75 | Cost, Electrical Wiring | Assume yes for any prewar buildings installing Scope 2 or converting to electric stoves
Per DU? |  | 2.75 | Partial Panel/ Panel Upgrades | Assume yes for any prewar buildings installing Scope 2 or converting to electric stoves
|  | 5.5 | Full Panel/ Panel Upgrades | Projects meeting both of the criteria above.
Addressed | REDi Incentives |  |  | See Row 209-217
We are now using a "scaler" instead of using room counts. See D208-D217. This will simpllify a lot of things. This is the max incentive shown below, they will scale down based on the Scaler.
|  | REDi DHW | 2400
|  | REDi Space Heating (residential) | 24000
|  | REDi Cooking (future) | 0 | Placehholder
|  | REDi Electrical Wiring Upgrades (future) | 2500 | Use if there is any electrification
|  | REDi Electrical Panel Upgrades (future) | 2500 | Use if scope includes heat pumps for heating and/or if electrification of cooking
|  | REDi Envelope | 3600
|  | REDi Envelope 2 (future) | 0 | Placehholder
Addressed | Rows 49-52 | Why can't I see the formulas? It's driving me crazy. It is a named range - click on Data Validataion source range and it will show you in a lasso what is being reference
not doing | Add per room costs for DHW - for when Not In Scope or In Scope:
|  | Gas | 119
|  | Oil | 160
|  | Elec Resistance | 330
Add per room costs for Space Heating for when not in scope
|  | Gas | 221
|  | Oil | 240
Addressed | Fix Electric Resistance Baseline Buildings - the conversion is not working
Jen to send info | Prorate for stoves if only several kitchens - SRO: 1 per floor
Resolved | How to be sure we don't overwrite formulas/ dropdowns when importing? DO NOT USE CUT, ONLY USE COPY AND THEN DELETE CONTENTS
I still don't understand how to create a dropdown using index
already did | Add Water Source Heat Pump as a dropdown option - although we don't have costs for this
Jen to do | TO TO ERRORS - Iferror - for all #n/A, #val.... can put a value in like "-"
Electrical Upgrades
| Scopes |  | When: If Prewar AND | Incentives: | Costs/ SF | Studio | 2-BR | 25 Unit Bldg
| Electrical Wiring Upgrades - Partial |  | Split Heat Pumps or Cooking |  | 3 | 1125 | 2250 | 75000
| Electrical Wiring Upgrades - Full |  | All Heat Pumps or Cooking |  | 3 | 1125 | 2250 | 75000
| Electrical Panel Upgrades - Apartment |  | PTHPs or Cooking except SRO |  | 3 | 1125 | 2250 | 75000
| Electrical Panel Upgrades - Main Panel |  | Space Heating + Cookin, Space Heating + DHW, Cooking + DHW, Sometimes Space Heating or Cooking on their own |  | 3 | 1125 | 2250 | 75000